## parameters
| version | converged | name | f_hz | sn_mva | OPF_converged
0 | 2.9.0 | TRUE |  | 50 | 1 | FALSE

## bus
| name | vn_kv | type | zone | in_service
25 | ЭГРЭС-1-500 | 500 | b | 2 | TRUE
26 | ЭКИБАСТУЗСКАЯ | 500 | b | 2 | TRUE
27 | КЭЗ-1.2 | 500 | b | 2 | TRUE
28 | ЭГРЭС-2-500 | 500 | b | 2 | TRUE
29 | эгрэс-2-220 | 220 | b | 2 | TRUE
30 | еэк-20-бл5-8 | 20 | b | 2 | TRUE
31 | ЕЭК-500 | 500 | b | 2 | TRUE
32 | еэк-20-бл2-4 | 20 | b | 2 | TRUE
33 | еэк-220 | 220 | b | 2 | TRUE
36 | Калкаман | 220 | b | 2 | TRUE
37 | нс-7 | 220 | b | 2 | FALSE
38 | Экибастуз-220 | 220 | b | 2 | TRUE
39 | эгрэс-1 | 220 | b | 2 | TRUE
44 | Экибастузская тэц | 6.2 | b | 2 | FALSE
50 | эгрэс-1-бл2 | 20 | b | 2 | TRUE
51 | эгрэс-1-бл3-8 | 19.8 | b | 2 | TRUE
52 | нс-12 | 220 | b | 2 | FALSE
53 | ээпк | 220 | b | 2 | TRUE
54 | црмз | 220 | b | 2 | TRUE
55 | азф | 220 | b | 2 | FALSE
56 | Строительная-2 | 220 | b | 2 | TRUE
58 | Уленты (т) | 220 | b | 2 | TRUE
59 | Бощак(T) | 220 | b | 2 | TRUE
60 | эгрэс-2-20 | 19.6 | b | 2 | TRUE
61 | Таскудык(Т) | 220 | b | 2 | TRUE
62 | бгок | 220 | b | 2 | TRUE
101 | Шоптыколь (т) | 220 | b | 5 | TRUE
102 | Батыс | 220 | b | 90 | TRUE
103 | Достык | 220 | b | 90 | TRUE
104 | Шыгыс | 220 | b | 90 | TRUE
108 | Акмолинская ТЭЦ | 220 | b | 90 | TRUE
123 | Жолымбет | 220 | b | 5 | TRUE
124 | цгпп | 110 | b | 5 | TRUE
125 | Шортанды (т) | 220 | b | 5 | FALSE
126 | Бурабай (т) | 220 | b | 6 | TRUE
129 | ЦГПП | 500 | b | 5 | TRUE
130 | цгпп | 220 | b | 5 | TRUE
132 | Жалтыр (т) | 220 | b | 5 | TRUE
134 | Атбасар | 220 | b | 5 | TRUE
135 | кгпп | 220 | b | 6 | TRUE
136 | Киялы | 220 | b | 7 | TRUE
142 | птэц-2-110 | 110 | b | 7 | TRUE
143 | Смирново | 220 | b | 7 | TRUE
144 | птэц-2-220 | 220 | b | 7 | TRUE
147 | АВРОРА | 500 | b | 7 | TRUE
148 | Аврора | 220 | b | 7 | TRUE
150 | Макинск | 220 | b | 5 | TRUE
151 | Степная | 220 | b | 6 | TRUE
153 | Янко (т) | 220 | b | 6 | TRUE
155 | вэс ерейментау | 220 | b | 5 | TRUE
156 | Уголки(т) | 220 | b | 6 | TRUE
157 | Куйбышевская | 220 | b | 6 | TRUE
159 | Красноармейская | 220 | b | 7 | TRUE
160 | Сибирь | 110 | b | 7 | FALSE
161 | Сибирь | 220 | b | 7 | FALSE
162 | Тастак (т) | 220 | b | 5 | FALSE
163 | Ирченко (т) | 220 | b | 5 | FALSE
164 | Жаксы (т) | 220 | b | 5 | FALSE
165 | оп-80 (т) | 220 | b | 5 | FALSE
166 | Ерментау (т) | 220 | b | 5 | TRUE
167 | Еркеншилик (т) | 220 | b | 5 | TRUE
169 | Сары-оба (т) | 220 | b | 5 | FALSE
170 | Есиль | 220 | b | 5 | TRUE
172 | Перекатная (т) | 220 | b | 5 | TRUE
173 | Буран | 220 | b | 6 | TRUE
175 | КОКЧЕТАВСКАЯ | 500 | b | 6 | TRUE
176 | Кокшетауская-1150 | 220 | b | 6 | TRUE
178 | Ельтай (т) | 220 | b | 5 | FALSE
179 | Танкерис (т) | 220 | b | 5 | TRUE
180 | ЕСИЛЬ | 500 | b | 5 | TRUE
186 | Чернозубовка | 220 | b | 6 | TRUE
191 | wtu 2.0 | 35 | b | 5 | FALSE
214 | пс-14 | 220 | b | 1 | TRUE
215 | ПС-7 | 220 | b | 1 | TRUE
218 | пс-18 | 220 | b | 19 | TRUE
220 | шгэс-220 | 220 | b | 19 | TRUE
221 | шгэс-14 | 13.8 | b | 19 | TRUE
222 | жгок | 220 | b | 19 | TRUE
240 | УСТЬ-КАМЕНОГРСКАЯ-500 | 500 | b | 1 | TRUE
241 | Усть-Камногорская-220 | 220 | b | 1 | TRUE
242 | ТМК | 220 | b | 1 | TRUE
251 | пс 51 | 220 | b | 19 | TRUE
306 | Осакаровка | 220 | b | 3 | TRUE
307 | нс 17 | 220 | b | 3 | FALSE
308 | Cарань | 220 | b | 3 | TRUE
309 | нс-19 | 220 | b | 3 | TRUE
310 | Нура-220 | 220 | b | 3 | TRUE
314 | отпайка-4 | 220 | b | 3 | TRUE
315 | отпайка-5 | 220 | b | 3 | TRUE
318 | ипм | 220 | b | 3 | FALSE
325 | НУРА-500 | 500 | b | 3 | TRUE
355 | грэс-2 | 220 | b | 4 | TRUE
383 | тэц-3 | 220 | b | 3 | TRUE
384 | Металлургическая | 220 | b | 3 | TRUE
450 | Кара-мурун | 220 | b | 4 | FALSE
451 | Жарык | 220 | b | 4 | FALSE
452 | Айса | 220 | b | 4 | TRUE
453 | Жана-арка | 220 | b | 4 | TRUE
454 | Барсенгир | 220 | b | 4 | TRUE
455 | Кумколь | 110 | b | 4 | TRUE
457 | Кайракты | 220 | b | 4 | TRUE
461 | Никольская | 110 | b | 4 | FALSE
462 | жтэц | 110 | b | 4 | FALSE
463 | жтэц-220 | 220 | b | 4 | TRUE
464 | Никольская | 220 | b | 4 | TRUE
465 | Kаражал | 220 | b | 4 | TRUE
466 | Жезказган-220 | 220 | b | 4 | TRUE
467 | Кумколь | 220 | b | 4 | TRUE
468 | Aгадырь-220 | 220 | b | 4 | TRUE
469 | АГАДЫРЬ-500 | 500 | b | 4 | TRUE
470 | бтэц-10 | 10 | b | 4 | FALSE
471 | бтэц-110 | 110 | b | 4 | TRUE
472 | Балхашская-110 | 110 | b | 4 | TRUE
473 | Балхашская-220 | 220 | b | 4 | TRUE
474 | Акчтау | 220 | b | 4 | TRUE
475 | Mоинты | 220 | b | 4 | TRUE
476 | Каражингил | 220 | b | 4 | FALSE
477 | Сарышаган | 220 | b | 4 | FALSE
480 | ЖЕЗКАЗГАН-500 | 500 | b | 4 | TRUE
481 | Коунрад-220 | 220 | b | 4 | TRUE
482 | Коунрад-110 | 110 | b | 4 | FALSE
483 | Актогай-220 | 220 | b | 4 | TRUE
484 | Актогай-110 | 110 | b | 4 | TRUE
571 | Кушмурун | 220 | b | 8 | FALSE
572 | Аман-карагай | 220 | b | 8 | FALSE
573 | Апановка | 220 | b | 8 | TRUE
574 | Лисаковка | 220 | b | 8 | TRUE
575 | Сокол-220 | 220 | b | 8 | TRUE
576 | СОКОЛ-500 | 500 | b | 8 | TRUE
577 | ЖИТИКАРА-500 | 500 | b | 8 | TRUE
578 | Житикара-110 | 110 | b | 8 | TRUE
582 | Качары | 220 | b | 8 | TRUE
585 | Челгаши | 220 | b | 8 | FALSE
590 | КОСТАНАЙСКАЯ | 500 | b | 8 | TRUE
592 | Кустанайская | 220 | b | 8 | TRUE
593 | Центральная | 220 | b | 8 | TRUE
594 | ссгпо | 220 | b | 8 | TRUE
595 | Приуральская | 220 | b | 8 | TRUE
596 | Заречная | 220 | b | 8 | TRUE
800 | ЖАМБЫЛ | 500 | b | 11 | TRUE
801 | Жамбыл | 220 | b | 11 | TRUE
802 | Бурное | 220 | b | 11 | TRUE
803 | Каратау | 220 | b | 11 | TRUE
804 | Опорная | 220 | b | 11 | TRUE
805 | жгрэс-220 | 220 | b | 11 | TRUE
806 | жгрэс-16 | 16.07 | b | 11 | FALSE
807 | жгрэс-110 | 110 | b | 11 | FALSE
809 | Мерке | 220 | b | 11 | TRUE
810 | сэс бурное | 220 | b | 11 | TRUE
813 | Шымкентская ТЭЦ-3 | 220 | b | 12 | TRUE
814 | Аспара | 220 | b | 11 | TRUE
815 | Жамбыл Тяга | 220 | b | 11 | TRUE
816 | Бурное Тяга | 220 | b | 11 | FALSE
817 | Абдезим | 220 | b | 11 | FALSE
830 | ШЫМКЕНТ-500 | 500 | b | 12 | TRUE
831 | Шымкент-220 | 220 | b | 12 | TRUE
834 | Сас-тюбе | 220 | b | 12 | TRUE
835 | Ванновка | 220 | b | 12 | TRUE
836 | Бадам | 220 | b | 12 | FALSE
837 | Арысь | 220 | b | 12 | FALSE
838 | Монтайташ | 220 | b | 12 | FALSE
839 | Жылга | 220 | b | 12 | TRUE
840 | Кентау | 220 | b | 12 | TRUE
841 | Шолаккорган | 220 | b | 12 | TRUE
842 | Миргалимсай | 220 | b | 12 | TRUE
843 | Шымкентская | 220 | b | 12 | TRUE
844 | Тюлькубас | 220 | b | 12 | FALSE
845 | Кызылсай | 220 | b | 12 | TRUE
846 | гнпс | 220 | b | 12 | TRUE
860 | Кызылординская тэц | 220 | b | 13 | TRUE
861 | отпайка | 220 | b | 13 | TRUE
862 | Кызылординская | 220 | b | 13 | TRUE
863 | Шиели | 220 | b | 13 | TRUE
865 | Жанакорган | 220 | b | 13 | TRUE
866 | Жалагаш | 220 | b | 13 | FALSE
867 | Жусалы | 220 | b | 13 | FALSE
869 | Ру-6 | 220 | b | 13 | TRUE
900 | ЮКГРЭС | 500 | b | 9 | TRUE
901 | юкгрэс | 220 | b | 9 | TRUE
902 | АЛМАТЫ | 500 | b | 9 | TRUE
903 | Алматы | 220 | b | 9 | TRUE
904 | тэц-3 2сш | 220 | b | 9 | TRUE
907 | Робот | 220 | b | 9 | TRUE
908 | пс-62 АТ2 | 220 | b | 9 | TRUE
909 | Капчагайская гэс-220 | 220 | b | 9 | TRUE
910 | Капчагайская гэс-14 | 13.8 | b | 9 | FALSE
911 | Чилик | 220 | b | 9 | TRUE
912 | пс-7 | 220 | b | 9 | TRUE
913 | пс-7 | 110 | b | 9 | TRUE
918 | Западная | 220 | b | 9 | TRUE
924 | Мынарал | 220 | b | 9 | FALSE
925 | Чиганак | 220 | b | 9 | TRUE
928 | Медео | 220 | b | 9 | TRUE
929 | Таугуль | 220 | b | 9 | TRUE
930 | Кияхты | 220 | b | 9 | FALSE
931 | Жидели | 220 | b | 9 | FALSE
932 | Шу | 220 | b | 9 | TRUE
935 | Мойнакская гэс-220 | 220 | b | 9 | TRUE
937 | Мойнакская гэс-15-1 | 15.75 | b | 9 | FALSE
938 | АЛМА | 500 | b | 9 | TRUE
939 | Алма | 220 | b | 9 | TRUE
940 | Бесагаш | 220 | b | 9 | TRUE
941 | Мойнакская гэс-15-2 | 15.75 | b | 9 | FALSE
942 | Ерменсай | 220 | b | 9 | TRUE
950 | Сары-Озек | 220 | b | 10 | TRUE
951 | Талдыкорганская-220 | 220 | b | 10 | TRUE
953 | Коян-Кос | 220 | b | 9 | TRUE
980 | СЕМЕЙ-500 | 500 | b | 19 | TRUE
981 | Семей-220 | 220 | b | 19 | TRUE
986 | АКТОГАЙ | 500 | b | 4 | TRUE
987 | ТАЛДЫКОРГАН-500 | 500 | b | 10 | TRUE
988 | Талдыкорган-220 | 220 | b | 10 | TRUE
1621 | РУБЦОВСКАЯ | 500 | b | 15 | TRUE
1622 | Рубцовская | 220 | b | 15 | TRUE
1630 | БАРНАУЛ-500 | 500 | b | 15 | TRUE
1631 | ЗАРЯ | 500 | b | 15 | TRUE
1632 | Юрга | 500 | b | 0 | FALSE
1636 | Итатская | 500 | b | 0 | FALSE
1638 | Новокузнецкая | 500 | b | 0 | FALSE
1640 | Барнаул-220 | 220 | b | 15 | FALSE
1660 | АЛТАЙ | 500 | b | 15 | TRUE
1671 | Барабинская-220 | 220 | b | 0 | FALSE
1673 | Урожайная | 220 | b | 15 | FALSE
1816 | Таврическая | 220 | b | 17 | TRUE
1817 | ТАВРИЧЕСКАЯ | 500 | b | 17 | TRUE
1850 | ИРТЫШСКАЯ | 500 | b | 17 | TRUE
1851 | Иртышская | 220 | b | 17 | FALSE
1852 | ВИТЯЗЬ | 500 | b | 17 | TRUE
1853 | ВОСХОД | 500 | b | 17 | TRUE
1854 | Восход | 220 | b | 17 | TRUE
2915 | ТУЛЕБЕРДЫЕВА | 500 | b | 51 | FALSE
2916 | Главная | 220 | b | 50 | TRUE
2917 | Карабалты | 220 | b | 50 | FALSE
2918 | Бишкек | 220 | b | 50 | TRUE
2919 | ФРУНЗЕ | 500 | b | 50 | TRUE
2920 | ЛОЧИН | 500 | b | 18 | FALSE
2921 | ТОКТОГУЛЬСКАЯ ГЭС | 500 | b | 51 | TRUE
2922 | УЗБЕКИСТОН | 500 | b | 18 | FALSE
2923 | СЫРДАРЬИНСКАЯ ТЭС | 500 | b | 18 | FALSE
2924 | ТАШ.ГРЭС | 500 | b | 18 | TRUE
2925 | Ташкент | 220 | b | 18 | TRUE
2926 | Ташкентская грэс | 220 | b | 18 | FALSE
2932 | Чуйская | 220 | b | 51 | FALSE
2940 | ТАШКЕНТ | 500 | b | 18 | FALSE
2945 | НОВО-АНГРЕНСКАЯ ТЭС | 500 | b | 18 | FALSE
2950 | ДАТКА | 500 | b | 51 | FALSE
2951 | КЕМИН | 500 | b | 51 | TRUE
2952 | Кемин | 220 | b | 51 | TRUE
3004 | Акжар | 220 | b | 33 | FALSE
3005 | Кимперсай | 220 | b | 33 | FALSE
3006 | Актюбе-220 | 220 | b | 33 | FALSE
3019 | Чилисай | 220 | b | 33 | FALSE
3020 | Ульке-220 | 220 | b | 33 | FALSE
3102 | Рысаево | 220 | b | 16 | FALSE
3103 | Новотроицк | 220 | b | 16 | FALSE
3104 | Орская | 220 | b | 16 | FALSE
4004 | арбз | 110 | b | 33 | FALSE
4701 | ЮЖНАЯ | 500 | b | 16 | TRUE
4702 | РЕФТИНСКАЯ ГРЭС | 500 | b | 16 | TRUE
4703 | КОЗЫРЕВО | 500 | b | 16 | TRUE
4705 | ЧЕЛЯБИНСК | 500 | b | 16 | TRUE
4709 | БЕКЕТОВО | 500 | b | 16 | TRUE
4712 | УФИМСКАЯ | 500 | b | 16 | TRUE
4714 | КРОПАЧЕВО | 500 | b | 16 | TRUE
4715 | ЗЛАТОУСТ | 500 | b | 16 | TRUE
4727 | КУРГАН | 500 | b | 16 | TRUE
4728 | БЕРКУТ | 500 | b | 35 | TRUE
4730 | ТЮМЕНЬ | 500 | b | 35 | TRUE
4781 | Макушино | 220 | b | 16 | FALSE
4782 | ШАГОЛ | 500 | b | 16 | TRUE
4785 | МАГНИТОГОРСКАЯ | 500 | b | 16 | TRUE
4790 | ИРИКЛИНСКАЯ ГРЭС | 500 | b | 16 | TRUE
4791 | Ириклинская грэс | 220 | b | 16 | FALSE
4798 | Троицкая грэс | 220 | b | 16 | TRUE
4799 | ТРОИЦКАЯ ГРЭС | 500 | b | 16 | TRUE
5957 | гпп-2 | 220 | b | 14 | TRUE
5958 | гпп-1 | 220 | b | 14 | FALSE
9001 | УЛЬКЕ-500 | 500 | b | 33 | FALSE
9917 | БАРАБИНСКАЯ | 500 | b | 15 | TRUE
9932 | ШУ | 500 | b | 9 | TRUE
47161 | ЮЖНОУРАЛЬСКАЯ ГРЭС-2 | 500 | b | 16 | TRUE
50001 | ИСЕТЬ | 500 | b | 16 | TRUE
50002 | КУРЧАТОВСКАЯ | 500 | b | 16 | TRUE
50014 | СМЕЛОВСКАЯ | 500 | b | 16 | TRUE
50032 | ПРИВАЛОВСКАЯ | 500 | b | 16 | TRUE

## load
| name | bus | p_mw | q_mvar | const_z_percent | const_i_percent | sn_mva | scaling | in_service | type
200001 | Ульке-220 | 3020 | 172 | 39 | 0 | 0 |  | 1 | FALSE | wye
200002 | Кимперсай | 3005 | 63 | 16 | 0 | 0 |  | 1 | FALSE | wye
200003 | Актюбе-220 | 3006 | 256 | 110 | 0 | 0 |  | 1 | FALSE | wye
200004 | НОВО-АНГРЕНСКАЯ ТЭС | 2945 | 75 | 293 | 0 | 0 |  | 1 | FALSE | wye
200005 | тэц-3 | 383 | 410 | 200 | 0 | 0 |  | 1 | TRUE | wye
200006 | Металлургическая | 384 | 440 | 250 | 0 | 0 |  | 1 | TRUE | wye
200007 | Чилисай | 3019 | 157 | 17 | 0 | 0 |  | 1 | FALSE | wye
200008 | ипм | 318 | 210 | 70 | 0 | 0 |  | 1 | FALSE | wye
200009 | ТЮМЕНЬ | 4730 | 5000 | 50 | 0 | 0 |  | 1 | TRUE | wye
200010 | БЕРКУТ | 4728 | 298 | 10 | 0 | 0 |  | 1 | TRUE | wye
200011 | Троицкая грэс | 4798 | 50 | 25 | 0 | 0 |  | 1 | TRUE | wye
200012 | Есиль | 170 | 22 | -7 | 0 | 0 |  | 1 | TRUE | wye
200013 | РЕФТИНСКАЯ ГРЭС | 4702 | 550 | 150 | 0 | 0 |  | 1 | TRUE | wye
200014 | ЮЖНАЯ | 4701 | 10 | 5 | 0 | 0 |  | 1 | TRUE | wye
200015 | Кушмурун | 571 | 7 | 1 | 0 | 0 |  | 1 | FALSE | wye
200016 | Аман-карагай | 572 | 13 | 1 | 0 | 0 |  | 1 | FALSE | wye
200017 | Апановка | 573 | 33 | 4 | 0 | 0 |  | 1 | TRUE | wye
200018 | Лисаковка | 574 | 87 | -1 | 0 | 0 |  | 1 | TRUE | wye
200019 | Сокол-220 | 575 | 22 | 5 | 0 | 0 |  | 1 | TRUE | wye
200020 | Житикара-110 | 578 | 23 | 20 | 0 | 0 |  | 1 | TRUE | wye
200021 | ПРИВАЛОВСКАЯ | 50032 | 100 | 40 | 0 | 0 |  | 1 | TRUE | wye
200022 | ШАГОЛ | 4782 | 1282.8 | 381.1 | 0 | 0 |  | 1 | TRUE | wye
200023 | ЗАРЯ | 1631 | 2500 | 200 | 0 | 0 |  | 1 | TRUE | wye
200024 | Качары | 582 | 24 | 16 | 0 | 0 |  | 1 | TRUE | wye
200025 | МАГНИТОГОРСКАЯ | 4785 | 614 | 400 | 0 | 0 |  | 1 | FALSE | wye
200026 | Челгаши | 585 | 7 | 1 | 0 | 0 |  | 1 | TRUE | wye
200027 | Центральная | 593 | 114 | 30 | 0 | 0 |  | 1 | TRUE | wye
200028 | ссгпо | 594 | 245 | 75 | 0 | 0 |  | 1 | TRUE | wye
200029 | Приуральская | 595 | 23 | 4 | 0 | 0 |  | 1 | TRUE | wye
200030 | ЗЛАТОУСТ | 4715 | 50 | 20 | 0 | 0 |  | 1 | TRUE | wye
200031 | УФИМСКАЯ | 4712 | 150 | 80 | 0 | 0 |  | 1 | TRUE | wye
200032 | Заречная | 596 | 27 | 3 | 0 | 0 |  | 1 | TRUE | wye
200033 | пс 51 | 251 | 19 | 4 | 0 | 0 |  | 1 | TRUE | wye
200034 | эгрэс-2-220 | 29 | 7 | -1 | 0 | 0 |  | 1 | TRUE | wye
200035 | еэк-20-бл5-8 | 30 | 43 | 11 | 0 | 0 |  | 1 | TRUE | wye
200036 | еэк-20-бл2-4 | 32 | 50 | 8 | 0 | 0 |  | 1 | TRUE | wye
200037 | еэк-220 | 33 | 1149 | 514 | 0 | 0 |  | 1 | TRUE | wye
200038 | Калкаман | 36 | 1 | 1 | 0 | 0 |  | 1 | FALSE | wye
200039 | нс-7 | 37 | 1 | 1 | 0 | 0 |  | 1 | TRUE | wye
200040 | Экибастуз-220 | 38 | 123 | 14 | 0 | 0 |  | 1 | TRUE | wye
200041 | эгрэс-1 | 39 | 52 | 21 | 0 | 0 |  | 1 | TRUE | wye
200042 | эгрэс-1-бл2 | 50 | 20 | 22 | 0 | 0 |  | 1 | TRUE | wye
200043 | эгрэс-1-бл3-8 | 51 | 92 | 40 | 0 | 0 |  | 1 | FALSE | wye
200044 | нс-12 | 52 | 1 | 1 | 0 | 0 |  | 1 | TRUE | wye
200045 | ээпк | 53 | 1 | 1 | 0 | 0 |  | 1 | TRUE | wye
200046 | црмз | 54 | 13 | 6 | 0 | 0 |  | 1 | FALSE | wye
200047 | азф | 55 | 429 | 230 | 0 | 0 |  | 1 | TRUE | wye
200048 | Строительная-2 | 56 | 7 | 2 | 0 | 0 |  | 1 | TRUE | wye
200049 | Уленты (т) | 58 | 9 | 3 | 0 | 0 |  | 1 | TRUE | wye
200050 | Бощак(T) | 59 | 8 | 3 | 0 | 0 |  | 1 | TRUE | wye
200051 | эгрэс-2-20 | 60 | 36 | 15 | 0 | 0 |  | 1 | TRUE | wye
200052 | Таскудык(Т) | 61 | 4 | 3 | 0 | 0 |  | 1 | FALSE | wye
200053 | нс 17 | 307 | 14 | 1 | 0 | 0 |  | 1 | TRUE | wye
200054 | Ерментау (т) | 166 | 3 | 2 | 0 | 0 |  | 1 | TRUE | wye
200055 | ИРТЫШСКАЯ | 1850 | 174 | 11 | 0 | 0 |  | 1 | TRUE | wye
200056 | КЭЗ-1.2 | 27 | 430 | 131 | 0 | 0 |  | 1 | TRUE | wye
200057 | пс-14 | 214 | 46 | 5 | 0 | 0 |  | 1 | TRUE | wye
200058 | пс-18 | 218 | 146 | 16 | 0 | 0 |  | 1 | TRUE | wye
200059 | шгэс-220 | 220 | 47 | 18 | 0 | 0 |  | 1 | TRUE | wye
200060 | жгок | 222 | 19 | -4 | 0 | 0 |  | 1 | TRUE | wye
200061 | Шоптыколь (т) | 101 | 10 | 6 | 0 | 0 |  | 1 | TRUE | wye
200062 | Батыс | 102 | 128 | 44 | 0 | 0 |  | 1 | TRUE | wye
200063 | Достык | 103 | 72 | 26 | 0 | 0 |  | 1 | TRUE | wye
200064 | Шыгыс | 104 | 0.4 | 0.2 | 0 | 0 |  | 1 | TRUE | wye
200065 | Осакаровка | 306 | 22 | 2 | 0 | 0 |  | 1 | TRUE | wye
200066 | Cарань | 308 | 1 | -11 | 0 | 0 |  | 1 | TRUE | wye
200067 | нс-19 | 309 | 23 | 4 | 0 | 0 |  | 1 | TRUE | wye
200068 | Нура-220 | 310 | 27 | 5 | 0 | 0 |  | 1 | TRUE | wye
200069 | грэс-2 | 355 | 260 | 150 | 0 | 0 |  | 1 | FALSE | wye
200070 | Кара-мурун | 450 | 5 | 1 | 0 | 0 |  | 1 | FALSE | wye
200071 | Жарык | 451 | 3 | 2 | 0 | 0 |  | 1 | TRUE | wye
200072 | Айса | 452 | 21 | 4 | 0 | 0 |  | 1 | TRUE | wye
200073 | Жана-арка | 453 | 6 | 2 | 0 | 0 |  | 1 | TRUE | wye
200074 | Барсенгир | 454 | 24 | -16 | 0 | 0 |  | 1 | TRUE | wye
200075 | Кумколь | 455 | 144 | 54.6 | 0 | 0 |  | 1 | TRUE | wye
200076 | Кайракты | 457 | 9 | 1 | 0 | 0 |  | 1 | FALSE | wye
200077 | Никольская | 461 | 53 | 39 | 0 | 0 |  | 1 | FALSE | wye
200078 | жтэц | 462 | 213 | 62 | 0 | 0 |  | 1 | TRUE | wye
200079 | жтэц-220 | 463 | 213 | 62 | 0 | 0 |  | 1 | TRUE | wye
200080 | Никольская | 464 | 56 | 45 | 0 | 0 |  | 1 | TRUE | wye
200081 | Kаражал | 465 | 19 | 5 | 0 | 0 |  | 1 | TRUE | wye
200082 | Aгадырь-220 | 468 | 17 | 2 | 0 | 0 |  | 1 | TRUE | wye
200083 | АГАДЫРЬ-500 | 469 | 10 | 0 | 0 | 0 |  | 1 | TRUE | wye
200084 | бтэц-110 | 471 | 111 | 58 | 0 | 0 |  | 1 | TRUE | wye
200085 | Балхашская-110 | 472 | 105 | -33 | 0 | 0 |  | 1 | TRUE | wye
200086 | Акчтау | 474 | 5 | -7 | 0 | 0 |  | 1 | TRUE | wye
200087 | Mоинты | 475 | 19 | 2 | 0 | 0 |  | 1 | FALSE | wye
200088 | Каражингил | 476 | 6 | 1 | 0 | 0 |  | 1 | FALSE | wye
200089 | Сарышаган | 477 | 6 | 2 | 0 | 0 |  | 1 | FALSE | wye
200090 | Мынарал | 924 | 2 | -3 | 0 | 0 |  | 1 | FALSE | wye
200091 | Кияхты | 930 | 6 | 3 | 0 | 0 |  | 1 | TRUE | wye
200092 | юкгрэс | 901 | 23 | -2 | 0 | 0 |  | 1 | TRUE | wye
200093 | Алматы | 903 | 10 | -7 | 0 | 0 |  | 1 | TRUE | wye
200094 | тэц-3 2сш | 904 | 220 | 50 | 0 | 0 |  | 1 | TRUE | wye
200095 | Робот | 907 | 37 | 2 | 0 | 0 |  | 1 | TRUE | wye
200096 | Бесагаш | 940 | 55 | -40 | 0 | 0 |  | 1 | TRUE | wye
200097 | пс-62 АТ2 | 908 | 18 | 14 | 0 | 0 |  | 1 | TRUE | wye
200098 | Чилик | 911 | 63 | 10 | 0 | 0 |  | 1 | TRUE | wye
200099 | пс-7 | 913 | 490 | 278 | 0 | 0 |  | 1 | TRUE | wye
200100 | Западная | 918 | 63 | 14 | 0 | 0 |  | 1 | TRUE | wye
200101 | Чиганак | 925 | 24 | 3 | 0 | 0 |  | 1 | TRUE | wye
200102 | Сары-Озек | 950 | 26 | 4 | 0 | 0 |  | 1 | TRUE | wye
200103 | Талдыкорганская-220 | 951 | 148 | 62 | 0 | 0 |  | 1 | TRUE | wye
200104 | Главная | 2916 | 680 | 18 | 0 | 0 |  | 1 | TRUE | wye
200105 | Медео | 928 | 10 | 1 | 0 | 0 |  | 1 | TRUE | wye
200106 | Таугуль | 929 | 202 | 38 | 0 | 0 |  | 1 | FALSE | wye
200107 | Жидели | 931 | 6 | 2 | 0 | 0 |  | 1 | TRUE | wye
200108 | Шу | 932 | 35 | 13 | 0 | 0 |  | 1 | TRUE | wye
200109 | Аспара | 814 | 5 | 1 | 0 | 0 |  | 1 | TRUE | wye
200110 | Жамбыл | 801 | 275 | 115 | 0 | 0 |  | 1 | TRUE | wye
200111 | Бурное | 802 | 10 | 5 | 0 | 0 |  | 1 | TRUE | wye
200112 | Каратау | 803 | 5 | -1 | 0 | 0 |  | 1 | TRUE | wye
200113 | Опорная | 804 | 16 | 5 | 0 | 0 |  | 1 | TRUE | wye
200114 | жгрэс-220 | 805 | 220 | 0 | 0 | 0 |  | 1 | FALSE | wye
200115 | жгрэс-16 | 806 | 7 | 1 | 0 | 0 |  | 1 | FALSE | wye
200116 | жгрэс-110 | 807 | 217 | 45 | 0 | 0 |  | 1 | TRUE | wye
200117 | Мерке | 809 | 5 | 1 | 0 | 0 |  | 1 | TRUE | wye
200118 | Жамбыл Тяга | 815 | 16 | 2 | 0 | 0 |  | 1 | FALSE | wye
200119 | Бурное Тяга | 816 | 14 | 6 | 0 | 0 |  | 1 | FALSE | wye
200120 | Абдезим | 817 | 5 | 1 | 0 | 0 |  | 1 | TRUE | wye
200121 | Шымкент-220 | 831 | 49 | 9 | 0 | 0 |  | 1 | TRUE | wye
200122 | Сас-тюбе | 834 | 8 | 2 | 0 | 0 |  | 1 | TRUE | wye
200123 | Ванновка | 835 | 10 | 3.477 | 0 | 0 |  | 1 | FALSE | wye
200124 | Бадам | 836 | 9 | 2 | 0 | 0 |  | 1 | FALSE | wye
200125 | Арысь | 837 | 7 | 1 | 0 | 0 |  | 1 | FALSE | wye
200126 | Монтайташ | 838 | 7 | 1 | 0 | 0 |  | 1 | TRUE | wye
200127 | Жылга | 839 | 29 | 9 | 0 | 0 |  | 1 | TRUE | wye
200128 | Кентау | 840 | 50 | 12 | 0 | 0 |  | 1 | TRUE | wye
200129 | Шолаккорган | 841 | 35 | -5 | 0 | 0 |  | 1 | TRUE | wye
200130 | Шымкентская | 843 | 150 | 50 | 0 | 0 |  | 1 | FALSE | wye
200131 | Тюлькубас | 844 | 3 | 2 | 0 | 0 |  | 1 | TRUE | wye
200132 | Кызылсай | 845 | 8 | 3 | 0 | 0 |  | 1 | TRUE | wye
200133 | Кызылординская тэц | 860 | 23 | 11 | 0 | 0 |  | 1 | TRUE | wye
200134 | Кызылординская | 862 | 23 | 6 | 0 | 0 |  | 1 | TRUE | wye
200135 | Шиели | 863 | 18 | 2 | 0 | 0 |  | 1 | TRUE | wye
200136 | Жанакорган | 865 | 6 | 2 | 0 | 0 |  | 1 | FALSE | wye
200137 | Жалагаш | 866 | 8 | 2 | 0 | 0 |  | 1 | FALSE | wye
200138 | Жусалы | 867 | 9 | 2.2642 | 0 | 0 |  | 1 | TRUE | wye
200139 | Бишкек | 2918 | 400 | 65 | 0 | 0 |  | 1 | TRUE | wye
200140 | ТАШ.ГРЭС | 2924 | 2500 | 0 | 0 | 0 |  | 1 | TRUE | wye
200141 | гпп-2 | 5957 | 97 | 4 | 0 | 0 |  | 1 | FALSE | wye
200142 | Ириклинская грэс | 4791 | 1140 | 50 | 0 | 0 |  | 1 | TRUE | wye
200143 | Таврическая | 1816 | 350 | -32 | 0 | 0 |  | 1 | FALSE | wye
200144 | Иртышская | 1851 | 159 | -10 | 0 | 0 |  | 1 | TRUE | wye
200145 | Миргалимсай | 842 | 20 | 13 | 0 | 0 |  | 1 | FALSE | wye
200146 | Сары-оба (т) | 169 | 3 | 2 | 0 | 0 |  | 1 | TRUE | wye
200147 | Еркеншилик (т) | 167 | 6 | 4 | 0 | 0 |  | 1 | TRUE | wye
200148 | Жолымбет | 123 | 27 | 6 | 0 | 0 |  | 1 | TRUE | wye
200149 | цгпп | 124 | 125 | -80 | 0 | 0 |  | 1 | FALSE | wye
200150 | Шортанды (т) | 125 | 11 | 1 | 0 | 0 |  | 1 | TRUE | wye
200151 | Танкерис (т) | 179 | 19 | 4 | 0 | 0 |  | 1 | FALSE | wye
200152 | Ельтай (т) | 178 | 4 | 2 | 0 | 0 |  | 1 | TRUE | wye
200153 | Бурабай (т) | 126 | 23 | 2 | 0 | 0 |  | 1 | TRUE | wye
200154 | Жалтыр (т) | 132 | 9 | 5 | 0 | 0 |  | 1 | FALSE | wye
200155 | Тастак (т) | 162 | 1 | 1 | 0 | 0 |  | 1 | FALSE | wye
200156 | Ирченко (т) | 163 | 1 | 1 | 0 | 0 |  | 1 | TRUE | wye
200157 | Атбасар | 134 | 43 | -28 | 0 | 0 |  | 1 | TRUE | wye
200158 | кгпп | 135 | 104 | 2 | 0 | 0 |  | 1 | TRUE | wye
200159 | Красноармейская | 159 | 17 | 3 | 0 | 0 |  | 1 | TRUE | wye
200160 | Киялы | 136 | 4 | 2 | 0 | 0 |  | 1 | TRUE | wye
200161 | БАРНАУЛ-500 | 1630 | 2500 | 200 | 0 | 0 |  | 1 | TRUE | wye
200162 | птэц-2-110 | 142 | 200 | 18 | 0 | 0 |  | 1 | TRUE | wye
200163 | птэц-2-220 | 144 | 4 | 2 | 0 | 0 |  | 1 | TRUE | wye
200164 | Актогай-110 | 484 | 22 | -13 | 0 | 0 |  | 1 | TRUE | wye
200165 | ТУЛЕБЕРДЫЕВА | 2915 | 80 | 30 | 0 | 0 |  | 1 | FALSE | wye
200166 | Макинск | 150 | 22 | 2 | 0 | 0 |  | 1 | TRUE | wye
200167 | Степная | 151 | 124 | 31 | 0 | 0 |  | 1 | TRUE | wye
200168 | ТОКТОГУЛЬСКАЯ ГЭС | 2921 | 2230 | 55 | 0 | 0 |  | 1 | TRUE | wye
200169 | Янко (т) | 153 | 9 | 1 | 0 | 0 |  | 1 | TRUE | wye
200170 | Сибирь | 160 | 13 | 2 | 0 | 0 |  | 1 | FALSE | wye
200171 | Буран | 173 | 10 | 1 | 0 | 0 |  | 1 | TRUE | wye
200172 | Уголки(т) | 156 | 8 | 1 | 0 | 0 |  | 1 | TRUE | wye
200173 | Куйбышевская | 157 | 20 | -8 | 0 | 0 |  | 1 | TRUE | wye
200174 | Кокшетауская-1150 | 176 | 60 | -8 | 0 | 0 |  | 1 | TRUE | wye
200175 | Урожайная | 1673 | 150 | 60 | 0 | 0 |  | 1 | FALSE | wye
200176 | Перекатная (т) | 172 | 3 | 2 | 0 | 0 |  | 1 | TRUE | wye
200177 | Жаксы (т) | 164 | 1 | 1 | 0 | 0 |  | 1 | FALSE | wye
200178 | КУРГАН | 4727 | 500 | 200 | 0 | 0 |  | 1 | TRUE | wye
200179 | СМЕЛОВСКАЯ | 50014 | 350 | 80 | 0 | 0 |  | 1 | TRUE | wye
200180 | Экибастузская тэц | 44 | 41 | 5 | 0 | 0 |  | 1 | FALSE | wye
200181 | арбз | 4004 | 9 | 5 | 0 | 0 |  | 1 | FALSE | wye
200182 | бгок | 62 | 174 | 21 | 0 | 0 |  | 1 | TRUE | wye
200183 | Коян-Кос | 953 | 7 | 1 | 0 | 0 |  | 1 | TRUE | wye
200184 | Шымкентская ТЭЦ-3 | 813 | 220 | 42 | 0 | 0 |  | 1 | TRUE | wye
200185 | Барнаул-220 | 1640 | 320 | 92 | 0 | 0 |  | 1 | FALSE | wye
200186 | Ру-6 | 869 | 67 | 4 | 0 | 0 |  | 1 | TRUE | wye
200187 | УЗБЕКИСТОН | 2922 | 577 | 272 | 0 | 0 |  | 1 | FALSE | wye
200188 | АЛТАЙ | 1660 | 12500 | 5200 | 0 | 0 |  | 1 | TRUE | wye
200189 | СЫРДАРЬИНСКАЯ ТЭС | 2923 | 6390 | 3066 | 0 | 0 |  | 1 | FALSE | wye
200190 | Рубцовская | 1622 | 175 | 70 | 0 | 0 |  | 1 | TRUE | wye
200191 | ЛОЧИН | 2920 | 290 | 110 | 0 | 0 |  | 1 | FALSE | wye
200192 | БАРАБИНСКАЯ | 9917 | 135 | -40 | 0 | 0 |  | 1 | TRUE | wye
200193 | КУРЧАТОВСКАЯ | 50002 | 200 | 100 | 0 | 0 |  | 1 | TRUE | wye
200194 | сэс бурное | 810 | 1 | 1 | 0 | 0 |  | 1 | TRUE | wye
200195 | ЮЖНОУРАЛЬСКАЯ ГРЭС-2 | 47161 | 150 | 80 | 0 | 0 |  | 1 | TRUE | wye
200196 | Кемин | 2952 | 475 | 70 | 0 | 0 |  | 1 | TRUE | wye
200197 | Восход | 1854 | 213 | 56 | 0 | 0 |  | 1 | TRUE | wye
200198 | ВИТЯЗЬ | 1852 | 1 | 1 | 0 | 0 |  | 1 | TRUE | wye
200199 | КЕМИН | 2951 | 1200 | 500 | 0 | 0 |  | 1 | TRUE | wye
200200 | Акмолинская ТЭЦ | 108 | 140 | 0 | 0 | 0 |  | 1 | TRUE | wye
200201 | ДАТКА | 2950 | 200 | 100 | 0 | 0 |  | 1 | FALSE | wye
200202 | Акжар | 3004 | 9 | 5 | 0 | 0 |  | 1 | FALSE | wye
200203 | Ерменсай | 942 | 146 | -25 | 0 | 0 |  | 1 | TRUE | wye
200204 | ТМК | 242 | 79 | 30 | 0 | 0 |  | 1 | TRUE | wye
200205 | ПС-7 | 215 | 810 | 400 | 0 | 0 |  | 1 | TRUE | wye
200206 | Новокузнецкая | 1638 | 100 | 50 | 0 | 0 |  | 1 | FALSE | wye
200207 | Итатская | 1636 | 100 | 50 | 0 | 0 |  | 1 | FALSE | wye
200208 | Юрга | 1632 | 100 | 50 | 0 | 0 |  | 1 | FALSE | wye
200209 | Барабинская-220 | 1671 | 51 | 0 | 0 | 0 |  | 1 | FALSE | wye

## gen
| name | bus | p_mw | vm_pu | sn_mva | min_q_mvar | max_q_mvar | scaling | slack | in_service | slack_weight | type | power_station_trafo
300001 | Актюбе-220 | 3006 | 276 | 1 |  | 22 | 112 | 1 | FALSE | FALSE | 0
300002 | НОВО-АНГРЕНСКАЯ ТЭС | 2945 | 1778 | 1.01 |  | -300 | 1200 | 1 | FALSE | FALSE | 0
300003 | тэц-3 | 383 | 602 | 1.0591 |  | -266 | 535 | 1 | FALSE | TRUE | 0
300004 | Металлургическая | 384 | 353 | 1.05 |  | -128 | 329 | 1 | FALSE | TRUE | 0
300005 | Ташкентская грэс | 2926 | 123 | 0.98636 |  | -500 | 920 | 1 | FALSE | FALSE | 0
300006 | Чилисай | 3019 | 186 | 1.0227 |  | 8 | 74 | 1 | FALSE | FALSE | 0
300007 | ТЮМЕНЬ | 4730 | 3760 | 1.03 |  | -1000 | 1000 | 1 | FALSE | TRUE | 0
300008 | ИРИКЛИНСКАЯ ГРЭС | 4790 | 474 | 1.014 |  | -200 | 200 | 1 | FALSE | TRUE | 0
300009 | ТРОИЦКАЯ ГРЭС | 4799 | 748 | 1.01 |  | -500 | 500 | 1 | FALSE | TRUE | 0
300010 | РЕФТИНСКАЯ ГРЭС | 4702 | 2850 | 1.02 |  | -1000 | 1050 | 1 | FALSE | TRUE | 0
300013 | ЗАРЯ | 1631 | 2857 | 1.016 |  | -1000 | 1000 | 1 | FALSE | TRUE | 0
300014 | МАГНИТОГОРСКАЯ | 4785 | 500 | 1.008 |  | -500 | 500 | 1 | FALSE | TRUE | 0
300015 | ссгпо | 594 | 94 | 1.0409 |  | -58.5 | 112 | 1 | FALSE | TRUE | 0
300016 | ЧЕЛЯБИНСК | 4705 | 411.5013 | 1.01 |  |  |  | 1 | FALSE | TRUE | 0
300017 | еэк-20-бл5-8 | 30 | 587 | 1 |  | -113 | 387 | 1 | FALSE | TRUE | 0
300018 | еэк-20-бл2-4 | 32 | 916 | 0.965 |  | -117 | 603 | 1 | FALSE | TRUE | 0
300019 | еэк-220 | 33 | 925 | 1.0727 |  | -33 | 967 | 1 | FALSE | TRUE | 0
300020 | Экибастуз-220 | 38 | 12 | 1.0455 |  |  | 9 | 1 | FALSE | TRUE | 0
300021 | эгрэс-1-бл2 | 50 | 501 | 1 |  | -189.8 | 350.2 | 1 | FALSE | TRUE | 0
300022 | эгрэс-1-бл3-8 | 51 | 1784 | 1.0101 |  | -567.3 | 1345.1 | 1 | FALSE | TRUE | 0
300023 | эгрэс-2-20 | 60 | 921 | 1.0204 |  | -343.7 | 661.6 | 1 | FALSE | TRUE | 0
300024 | шгэс-14 | 221 | 152 | 1.029 |  | -210.1538 | 80.6154 | 1 | FALSE | TRUE | 0
300025 | грэс-2 | 355 | 508 | 1.0545 |  | -80 | 417 | 1 | FALSE | TRUE | 0
300026 | Кумколь | 455 | 131 | 1.0909 |  | -5.5 | 61 | 1 | FALSE | TRUE | 0
300027 | жтэц | 462 | 200 | 1.0909 |  | -13 | 147 | 1 | FALSE | FALSE | 0
300028 | жтэц-220 | 463 | 200 | 1.0682 |  | 25 | 235 | 1 | FALSE | TRUE | 0
300029 | бтэц-110 | 471 | 120 | 1.1 |  | 20 | 90 | 1 | FALSE | TRUE | 0
300030 | тэц-3 2сш | 904 | 169 | 1.0591 |  | 20 | 160 | 1 | FALSE | TRUE | 0
300031 | Робот | 907 | 1 | 1 |  |  |  | 1 | FALSE | TRUE | 0
300032 | Капчагайская гэс-220 | 909 | 89 | 1.0891 |  |  | 112 | 1 | FALSE | TRUE | 0
300033 | Капчагайская гэс-14 | 910 | 89 | 1.0362 |  |  | 112 | 1 | FALSE | FALSE | 0
300034 | Мойнакская гэс-15-1 | 937 | 146 | 1.0159 |  | -11.144 | 87.992 | 1 | FALSE | FALSE | 0
300035 | пс-7 | 913 | 483 | 1.0909 |  | 65 | 380 | 1 | FALSE | TRUE | 0
300036 | Талдыкорганская-220 | 951 | 40 | 1 |  |  |  | 1 | FALSE | TRUE | 0
300037 | Главная | 2916 | 270 | 1.0455 |  | -90 | 90 | 1 | FALSE | TRUE | 0
300038 | жгрэс-220 | 805 | 370 | 1.0636 |  | 220 | 762 | 1 | FALSE | TRUE | 0
300039 | жгрэс-16 | 806 | 161 | 0.99564 |  | -39 | 139.55 | 1 | FALSE | FALSE | 0
300040 | жгрэс-110 | 807 | 209 | 1.0455 |  | -58 | 152 | 1 | FALSE | FALSE | 0
300041 | Кызылординская тэц | 860 | 52 | 1 |  | -31.6 | 67.3 | 1 | FALSE | TRUE | 0
300042 | ТАШ.ГРЭС | 2924 | 2864 | 1.02 |  | -1000 | 1000 | 1 | FALSE | TRUE | 0
300043 | Ташкент | 2925 | 123 | 0.98636 |  | -500 | 960 | 1 | FALSE | TRUE | 0
300044 | Ириклинская грэс | 4791 | 227 | 1.1045 |  | -400 | 300 | 1 | FALSE | FALSE | 0
300045 | БАРНАУЛ-500 | 1630 | 2523 | 1.01 |  | -1000 | 1000 | 1 | FALSE | TRUE | 0
300046 | птэц-2-110 | 142 | 295 | 1.0727 |  | -134 | 346 | 1 | FALSE | TRUE | 0
300047 | птэц-2-220 | 144 | 172 | 1.0227 |  | -64 | 152 | 1 | FALSE | TRUE | 0
300048 | Степная | 151 | 108 | 1.0682 |  | 12 | 189 | 1 | FALSE | TRUE | 0
300049 | ТОКТОГУЛЬСКАЯ ГЭС | 2921 | 2360 | 1.044 |  | -800 | 800 | 1 | FALSE | TRUE | 0
300050 | КУРГАН | 4727 | 500 | 1.01 |  | -500 | 500 | 1 | FALSE | TRUE | 0
300051 | Экибастузская тэц | 44 | 12 | 0.96774 |  |  | 9 | 1 | FALSE | FALSE | 0
300052 | арбз | 4004 | 40 | 1.0455 |  | -10 | 20 | 1 | FALSE | FALSE | 0
300053 | wtu 2.0 | 191 | 6 | 1 |  | -5 | 5 | 1 | FALSE | FALSE | 0
300054 | Шымкентская ТЭЦ-3 | 813 | 57 | 1.0773 |  | -105 | 185 | 1 | FALSE | TRUE | 0
300055 | Мойнакская гэс-220 | 935 | 146 | 1.1136 |  | -24 | 202 | 1 | FALSE | TRUE | 0
300056 | АЛТАЙ | 1660 | 12865 | 1.01 |  | -6000 | 6000 | 1 | FALSE | TRUE | 0
300057 | СЫРДАРЬИНСКАЯ ТЭС | 2923 | 5240 | 1.01 |  | -2000 | 10300 | 1 | FALSE | FALSE | 0
300058 | КУРЧАТОВСКАЯ | 50002 | 850 | 1.03 |  | -60 | 60 | 1 | FALSE | TRUE | 0
300059 | вэс ерейментау | 155 | 6 | 1.0591 |  | -5 | 5 | 1 | FALSE | TRUE | 0
300060 | ЮЖНОУРАЛЬСКАЯ ГРЭС-2 | 47161 | 250 | 1.03 |  | -300 | 300 | 1 | FALSE | TRUE | 0
300061 | КЕМИН | 2951 | 1454 | 1.04 |  | -800 | 800 | 1 | FALSE | TRUE | 0
300062 | Акмолинская ТЭЦ | 108 | 129 | 1.0591 |  | -223.9 | 463.3 | 1 | FALSE | TRUE | 0
300063 | ДАТКА | 2950 | 1115 | 1 |  |  |  | 1 | FALSE | FALSE | 0
300064 | Акжар | 3004 | 40 | 1.05 |  | -10 | 20 | 1 | FALSE | FALSE | 0
300065 | Ерменсай | 942 | 15 | 1.0227 |  | -10 | 10 | 1 | FALSE | TRUE | 0
300066 | бтэц-10 | 470 | 120 | 1 |  | 20 | 90 | 1 | FALSE | FALSE | 0
300067 | ТМК | 242 | 50 | 1.0364 |  | -291 | 404 | 1 | FALSE | TRUE | 0
300068 | ПС-7 | 215 | 845 | 1.0409 |  | -110 | 256 | 1 | FALSE | TRUE | 0
300069 | Новокузнецкая | 1638 | 378 | 1 |  |  |  | 1 | FALSE | FALSE | 0
300070 | Итатская | 1636 | 500 | 1 |  |  |  | 1 | FALSE | FALSE | 0
300071 | Юрга | 1632 | 472 | 1 |  |  |  | 1 | FALSE | FALSE | 0
300072 | ЕЭК-500 | 31 | 0 | 1.016 |  | -180 |  | 1 | FALSE | TRUE | 0
300073 | Шымкент-220 | 831 | 0 | 1.059 |  | -100 | 35 | 1 | FALSE | FALSE | 0
300074 | Урожайная | 1673 | 0 | 1.1136 |  | -100 | 156 | 1 | FALSE | FALSE | 0
300075 | Актогай-110 | 484 | 0 | 1.0545 |  | -50 | -2 | 1 | FALSE | FALSE | 0
300076 | гпп-1 | 5958 | 0 | 1 |  | -5 | 8 | 1 | FALSE | FALSE | 0

## shunt
| bus | name | q_mvar | p_mw | vn_kv | step | max_step | in_service
600001 | 481 | Коунрад-220 | 95.6902 | 0 | 220 | 1 | 1 | TRUE
600002 | 987 | ТАЛДЫКОРГАН-500 | 163.6367 | 0 | 500 | 1 | 1 | TRUE
600003 | 980 | СЕМЕЙ-500 | 327.6422 | 0 | 500 | 1 | 1 | TRUE
600004 | 4730 | ТЮМЕНЬ | 519.5758 | 0 | 500 | 1 | 1 | TRUE
600005 | 4728 | БЕРКУТ | 170.3575 | 0 | 500 | 1 | 1 | TRUE
600006 | 4790 | ИРИКЛИНСКАЯ ГРЭС | 167.853 | 0 | 500 | 1 | 1 | TRUE
600007 | 180 | ЕСИЛЬ | 485.6967 | 0 | 500 | 1 | 1 | TRUE
600008 | 175 | КОКЧЕТАВСКАЯ | 648.4078 | 0 | 500 | 1 | 1 | TRUE
600009 | 4703 | КОЗЫРЕВО | 164.4689 | 0 | 500 | 1 | 1 | TRUE
600010 | 4702 | РЕФТИНСКАЯ ГРЭС | 169.8453 | 0 | 500 | 1 | 1 | TRUE
600011 | 576 | СОКОЛ-500 | 168.6763 | 0 | 500 | 1 | 1 | TRUE
600012 | 577 | ЖИТИКАРА-500 | 164.5455 | 0 | 500 | 1 | 1 | TRUE
600013 | 9001 | УЛЬКЕ-500 | 0 | 0 | 500 | 1 | 1 | TRUE
600014 | 578 | Житикара-110 | 79.5878 | 0 | 110 | 1 | 1 | TRUE
600015 | 4782 | ШАГОЛ | 163.2509 | 0 | 500 | 1 | 1 | TRUE
600016 | 1631 | ЗАРЯ | 168.5158 | 0 | 500 | 1 | 1 | TRUE
600017 | 590 | КОСТАНАЙСКАЯ | 331.1282 | 0 | 500 | 1 | 1 | TRUE
600018 | 4712 | УФИМСКАЯ | 169.7832 | 0 | 500 | 1 | 1 | TRUE
600019 | 4705 | ЧЕЛЯБИНСК | 168.0247 | 0 | 500 | 1 | 1 | TRUE
600020 | 25 | ЭГРЭС-1-500 | 525.7727 | 0 | 500 | 1 | 1 | TRUE
600021 | 26 | ЭКИБАСТУЗСКАЯ | 1034.2036 | 0 | 500 | 1 | 1 | TRUE
600022 | 129 | ЦГПП | 332.7996 | 0 | 500 | 1 | 1 | TRUE
600023 | 1621 | РУБЦОВСКАЯ | 329.4872 | 0 | 500 | 1 | 1 | TRUE
600024 | 1817 | ТАВРИЧЕСКАЯ | 174.9428 | 0 | 500 | 1 | 1 | TRUE
600025 | 455 | Кумколь | 19.6645 | 0 | 110 | 1 | 1 | TRUE
600026 | 457 | Кайракты | 0 | 0 | 220 | 1 | 1 | TRUE
600027 | 469 | АГАДЫРЬ-500 | 508.8332 | 0 | 500 | 1 | 1 | TRUE
600028 | 472 | Балхашская-110 | 0 | 0 | 110 | 1 | 1 | TRUE
600029 | 473 | Балхашская-220 | 0 | 0 | 220 | 1 | 1 | TRUE
600030 | 480 | ЖЕЗКАЗГАН-500 | 170.2955 | 0 | 500 | 1 | 1 | TRUE
600031 | 900 | ЮКГРЭС | 504.6347 | 0 | 500 | 1 | 1 | TRUE
600032 | 2919 | ФРУНЗЕ | 171.5807 | 0 | 500 | 1 | 1 | TRUE
600033 | 902 | АЛМАТЫ | 171.5481 | 0 | 500 | 1 | 1 | TRUE
600034 | 938 | АЛМА | 171.8494 | 0 | 500 | 1 | 1 | TRUE
600035 | 800 | ЖАМБЫЛ | 172.2409 | 0 | 500 | 1 | 1 | TRUE
600036 | 862 | Кызылординская | 19.134 | 0 | 220 | 1 | 1 | TRUE
600037 | 134 | Атбасар | 43.0212 | 0 | 220 | 1 | 1 | TRUE
600038 | 1630 | БАРНАУЛ-500 | 333.0627 | 0 | 500 | 1 | 1 | TRUE
600039 | 147 | АВРОРА | 339.8539 | 0 | 500 | 1 | 1 | TRUE
600040 | 150 | Макинск | 42.5778 | 0 | 220 | 1 | 1 | TRUE
600041 | 2921 | ТОКТОГУЛЬСКАЯ ГЭС | 177.9321 | 0 | 500 | 1 | 1 | TRUE
600042 | 4727 | КУРГАН | 166.5313 | 0 | 500 | 1 | 1 | TRUE
600043 | 9932 | ШУ | 334.7656 | 0 | 500 | 1 | 1 | TRUE
600044 | 2922 | УЗБЕКИСТОН | 0 | 0 | 500 | 1 | 1 | TRUE
600045 | 986 | АКТОГАЙ | 160.8552 | 0 | 500 | 1 | 1 | TRUE
600046 | 1660 | АЛТАЙ | 651.8439 | 0 | 500 | 1 | 1 | TRUE
600047 | 2920 | ЛОЧИН | 0 | 0 | 500 | 1 | 1 | TRUE
600048 | 9917 | БАРАБИНСКАЯ | 174.5397 | 0 | 500 | 1 | 1 | TRUE
600049 | 50002 | КУРЧАТОВСКАЯ | 169.8874 | 0 | 500 | 1 | 1 | TRUE
600050 | 50001 | ИСЕТЬ | 165.1284 | 0 | 500 | 1 | 1 | TRUE
600051 | 47161 | ЮЖНОУРАЛЬСКАЯ ГРЭС-2 | 0 | 0 | 500 | 1 | 1 | TRUE
600052 | 1853 | ВОСХОД | 344.1644 | 0 | 500 | 1 | 1 | TRUE
600053 | 1852 | ВИТЯЗЬ | 334.4773 | 0 | 500 | 1 | 1 | TRUE
600054 | 2951 | КЕМИН | 117.624 | 0 | 500 | 1 | 1 | TRUE
600055 | 2950 | ДАТКА | 0 | 0 | 500 | 1 | 1 | TRUE

## ext_grid
| name | bus | vm_pu | va_degree | slack_weight | in_service
47090 | BAZA | 4709 | 1.05 | 0 | 1 | TRUE

## line
| name | std_type | from_bus | to_bus | length_km | r_ohm_per_km | x_ohm_per_km | c_nf_per_km | g_us_per_km | max_i_ka | df | parallel | type | in_service
400001 | Новотроицк - Ульке-220 |  | 3103 | 3020 | 1 | 5.1 | 45.71 | 1.9239 | 0 | 10 | 1 | 1 | ol | FALSE
400002 | ЖИТИКАРА-500 - УЛЬКЕ-500 |  | 577 | 9001 | 1 | 16.54 | 149.4 | 5.7923 | 0 | 10 | 1 | 1 | ol | FALSE
400003 | Орская - Кимперсай |  | 3104 | 3005 | 1 | 8.39 | 36.72 | 0.71938 | 0 | 10 | 1 | 1 | ol | FALSE
400004 | Орская - Актюбе-220 |  | 3104 | 3006 | 1 | 16.68 | 73.02 | 1.4305 | 0 | 10 | 1 | 1 | ol | FALSE
400005 | НОВО-АНГРЕНСКАЯ ТЭС - СЫРДАРЬИНСКАЯ ТЭС |  | 2945 | 2923 | 1 | 4.18 | 38.2 | 1.5569 | 0 | 10 | 1 | 1 | ol | FALSE
400006 | Нура-220 - Металлургическая |  | 310 | 384 | 1 | 1.56 | 6.2 | 0.12923 | 0 | 10 | 1 | 1 | ol | TRUE
400007 | Атбасар - Ирченко (т) |  | 134 | 163 | 1 | 6.1 | 27.1 | 0.53221 | 0 | 10 | 1 | 1 | ol | FALSE
400008 | пс-18 - Семей-220 |  | 218 | 981 | 1 | 0.5 | 5.18 | 0.13369 | 0 | 10 | 1 | 1 | ol | TRUE
400009 | кгпп - Красноармейская |  | 135 | 159 | 1 | 5.8 | 25.9 | 0.5077 | 0 | 10 | 1 | 1 | ol | TRUE
400010 | Макинск - Степная |  | 150 | 151 | 1 | 14 | 55.6 | 1.1586 | 0 | 10 | 1 | 1 | ol | TRUE
400011 | гпп-1 - гпп-2 |  | 5958 | 5957 | 1 | 3.12 | 12.17 | 0.25656 | 0 | 10 | 1 | 1 | ol | FALSE
400012 | КОСТАНАЙСКАЯ - ЧЕЛЯБИНСК |  | 590 | 4705 | 1 | 4 | 75.3 | 4.52 | 0 | 10 | 1 | 1 | ol | TRUE
400013 | ТРОИЦКАЯ ГРЭС - СОКОЛ-500 |  | 4799 | 576 | 1 | 4.92 | 50 | 1.9799 | 0 | 10 | 1 | 1 | ol | TRUE
400014 | ИРИКЛИНСКАЯ ГРЭС - ЖИТИКАРА-500 |  | 4790 | 577 | 1 | 5.05 | 57.9 | 2.3046 | 0 | 10 | 1 | 1 | ol | TRUE
400015 | ЕСИЛЬ - СОКОЛ-500 |  | 180 | 576 | 1 | 8.8 | 80 | 3.3996 | 0 | 10 | 1 | 1 | ol | TRUE
400016 | СОКОЛ-500 - ЖИТИКАРА-500 |  | 576 | 577 | 1 | 4.7 | 53.5 | 2.1263 | 0 | 10 | 1 | 1 | ol | TRUE
400017 | КОСТАНАЙСКАЯ - СОКОЛ-500 |  | 590 | 576 | 1 | 1.3 | 13.6 | 0.50611 | 0 | 10 | 1 | 1 | ol | TRUE
400018 | Троицкая грэс - Приуральская |  | 4798 | 595 | 1 | 4.8 | 18.9 | 0.39693 | 0 | 10 | 1 | 1 | ol | TRUE
400019 | Новотроицк - Орская |  | 3103 | 3104 | 1 | 0.88 | 5.08 | 0.10409 | 0 | 10 | 1 | 1 | ol | FALSE
400020 | Рысаево - Новотроицк |  | 3102 | 3103 | 1 | 5.37 | 30.5 | 0.63662 | 0 | 10 | 1 | 1 | ol | FALSE
400021 | Ириклинская грэс - Орская |  | 4791 | 3104 | 1 | 4.38 | 25.24 | 0.51662 | 0 | 10 | 1 | 1 | ol | FALSE
400022 | Приуральская - Качары |  | 595 | 582 | 1 | 7.8 | 30.6 | 0.64012 | 0 | 10 | 1 | 1 | ol | TRUE
400023 | Качары - Сокол-220 |  | 582 | 575 | 1 | 5.1 | 19.6 | 0.38197 | 0 | 10 | 1 | 1 | ol | TRUE
400024 | Сокол-220 - Заречная |  | 575 | 596 | 1 | 8 | 35.6 | 0.69901 | 0 | 10 | 1 | 1 | ol | TRUE
400025 | Кустанайская - Центральная |  | 592 | 593 | 1 | 4.7 | 20.9 | 0.40998 | 0 | 10 | 1 | 1 | ol | TRUE
400026 | Кустанайская - Сокол-220 |  | 592 | 575 | 1 | 3.8 | 17.1 | 0.33518 | 0 | 10 | 1 | 1 | ol | TRUE
400027 | Сокол-220 - Лисаковка |  | 575 | 574 | 1 | 3.9 | 28 | 0.58251 | 0 | 10 | 1 | 1 | ol | TRUE
400028 | Лисаковка - Апановка |  | 574 | 573 | 1 | 5.51 | 21.3 | 0.44563 | 0 | 10 | 1 | 1 | ol | TRUE
400029 | Апановка - Сокол-220 |  | 573 | 575 | 1 | 6.4 | 24.6 | 0.51248 | 0 | 10 | 1 | 1 | ol | TRUE
400030 | Апановка - Кушмурун |  | 573 | 571 | 1 | 10.5 | 40.7 | 0.83397 | 0 | 10 | 1 | 1 | ol | FALSE
400031 | Аман-карагай - Кушмурун |  | 572 | 571 | 1 | 4.12 | 16 | 0.32468 | 0 | 10 | 1 | 1 | ol | FALSE
400032 | Кушмурун - Челгаши |  | 571 | 585 | 1 | 9.85 | 38.1 | 0.79259 | 0 | 10 | 1 | 1 | ol | FALSE
400033 | Есиль - Челгаши |  | 170 | 585 | 1 | 6.5 | 25 | 0.4902 | 0 | 10 | 1 | 1 | ol | FALSE
400034 | Кемин - Бишкек |  | 2952 | 2918 | 1 | 21.66 | 93.26 | 1.9064 | 0 | 10 | 1 | 1 | ol | TRUE
400035 | Ириклинская грэс - Орская |  | 4791 | 3104 | 1 | 4.38 | 25.24 | 0.51662 | 0 | 10 | 1 | 2 | ol | FALSE
400036 | Ириклинская грэс - Новотроицк |  | 4791 | 3103 | 1 | 5.57 | 32.05 | 0.65604 | 0 | 10 | 1 | 1 | ol | FALSE
400037 | Ириклинская грэс - Новотроицк |  | 4791 | 3103 | 1 | 2.11 | 22.57 | 0.91992 | 0 | 10 | 1 | 2 | ol | FALSE
400038 | Ириклинская грэс - Рысаево |  | 4791 | 3102 | 1 | 9.8 | 54.27 | 1.1392 | 0 | 10 | 1 | 1 | ol | FALSE
400039 | ЛОЧИН - ДАТКА |  | 2920 | 2950 | 1 | 2.69 | 26.82 | 1.0679 | 0 | 10 | 1 | 1 | ol | FALSE
400040 | Сокол-220 - ссгпо |  | 575 | 594 | 1 | 0.94 | 3.7 | 0.077668 | 0 | 10 | 1 | 1 | ol | TRUE
400041 | Сокол-220 - ссгпо |  | 575 | 594 | 1 | 0.94 | 3.7 | 0.077668 | 0 | 10 | 1 | 2 | ol | TRUE
400042 | ШАГОЛ - ЮЖНОУРАЛЬСКАЯ ГРЭС-2 |  | 4782 | 47161 | 1 | 1.78 | 25.87 | 1.278 | 0 | 10 | 1 | 1 | ol | TRUE
400043 | Бурное - сэс бурное |  | 802 | 810 | 1 | 4.37 | 17.43 | 0.35014 | 0 | 10 | 1 | 1 | ol | TRUE
400044 | ЭГРЭС-1-500 - ЭКИБАСТУЗСКАЯ |  | 25 | 26 | 1 | 0.31 | 3.81 | 0.15311 | 0 | 10 | 1 | 1 | ol | TRUE
400045 | ЭКИБАСТУЗСКАЯ - ЭГРЭС-2-500 |  | 26 | 28 | 1 | 0.81 | 11.75 | 0.33009 | 0 | 10 | 1 | 1 | ol | TRUE
400046 | ЭКИБАСТУЗСКАЯ - КОКЧЕТАВСКАЯ |  | 26 | 175 | 1 | 6.05 | 132.7 | 6.9646 | 0 | 10 | 1 | 1 | ol | TRUE
400047 | еэк-220 - азф |  | 33 | 55 | 1 | 0.4 | 3 | 0.11873 | 0 | 10 | 1 | 1 | ol | FALSE
400048 | еэк-220 - азф |  | 33 | 55 | 1 | 0.4 | 3 | 0.11873 | 0 | 10 | 1 | 2 | ol | FALSE
400049 | еэк-220 - пс 51 |  | 33 | 251 | 1 | 6 | 64.3 | 2.6006 | 0 | 10 | 1 | 1 | ol | TRUE
400050 | Калкаман - еэк-220 |  | 36 | 33 | 1 | 6.47 | 26.7 | 0.57582 | 0 | 10 | 1 | 1 | ol | TRUE
400051 | нс-7 - нс-12 |  | 37 | 52 | 1 | 8.03 | 31.7 | 0.66272 | 0 | 10 | 1 | 1 | ol | FALSE
400052 | Экибастуз-220 - црмз |  | 38 | 54 | 1 | 2.38 | 9.83 | 0.21199 | 0 | 10 | 1 | 1 | ol | TRUE
400053 | эгрэс-1 - эгрэс-2-220 |  | 39 | 29 | 1 | 2.4 | 10.6 | 0.20881 | 0 | 10 | 1 | 1 | ol | TRUE
400054 | эгрэс-1 - эгрэс-2-220 |  | 39 | 29 | 1 | 2.3 | 10.2 | 0.19958 | 0 | 10 | 1 | 2 | ol | TRUE
400055 | эгрэс-1 - нс-7 |  | 39 | 37 | 1 | 8.2 | 32.3 | 0.67641 | 0 | 10 | 1 | 1 | ol | FALSE
400056 | эгрэс-1 - Экибастуз-220 |  | 39 | 38 | 1 | 5.2 | 20.3 | 0.42494 | 0 | 10 | 1 | 1 | ol | TRUE
400057 | Уленты (т) - Бощак(T) |  | 58 | 59 | 1 | 4 | 17.5 | 0.34346 | 0 | 10 | 1 | 1 | ol | TRUE
400058 | Уленты (т) - Бощак(T) |  | 58 | 59 | 1 | 4.2 | 18.5 | 0.36256 | 0 | 10 | 1 | 2 | ol | TRUE
400059 | ээпк - Калкаман |  | 53 | 36 | 1 | 6.8 | 27 | 0.56468 | 0 | 10 | 1 | 1 | ol | TRUE
400060 | эгрэс-2-220 - Строительная-2 |  | 29 | 56 | 1 | 0.13 | 0.6 | 0.011777 | 0 | 10 | 1 | 1 | ol | TRUE
400061 | Таскудык(Т) - еэк-220 |  | 61 | 33 | 1 | 3.38 | 14.8 | 0.28982 | 0 | 10 | 1 | 1 | ol | FALSE
400062 | Строительная-2 - Таскудык(Т) |  | 56 | 61 | 1 | 9.85 | 43.14 | 0.84505 | 0 | 10 | 1 | 1 | ol | TRUE
400063 | Ерментау (т) - Уленты (т) |  | 166 | 58 | 1 | 4.6 | 20.6 | 0.40394 | 0 | 10 | 1 | 1 | ol | TRUE
400064 | КЭЗ-1.2 - ЕЭК-500 |  | 27 | 31 | 1 | 0.72 | 7.45 | 0.29666 | 0 | 10 | 1 | 1 | ol | TRUE
400065 | КЭЗ-1.2 - ЕЭК-500 |  | 27 | 31 | 1 | 0.72 | 7.43 | 0.29571 | 0 | 10 | 1 | 2 | ol | TRUE
400066 | ЭКИБАСТУЗСКАЯ - АЛТАЙ |  | 26 | 1660 | 1 | 14.79 | 212.33 | 9.1228 | 0 | 10 | 1 | 1 | ol | TRUE
400067 | РУБЦОВСКАЯ - УСТЬ-КАМЕНОГРСКАЯ-500 |  | 1621 | 240 | 1 | 4.34 | 44.02 | 1.7825 | 0 | 10 | 1 | 1 | ol | TRUE
400068 | Усть-Камногорская-220 - пс-14 |  | 241 | 214 | 1 | 5.19 | 20.42 | 0.40425 | 0 | 10 | 1 | 1 | ol | TRUE
400069 | Усть-Камногорская-220 - пс-14 |  | 241 | 214 | 1 | 5.19 | 20.42 | 0.40425 | 0 | 10 | 1 | 2 | ol | TRUE
400070 | ЧЕЛЯБИНСК - ЗЛАТОУСТ |  | 4705 | 4715 | 1 | 2.65 | 35.2 | 1.4165 | 0 | 10 | 1 | 1 | ol | TRUE
400071 | шгэс-220 - пс-14 |  | 220 | 214 | 1 | 2.07 | 21.23 | 0.86262 | 0 | 10 | 1 | 1 | ol | TRUE
400072 | ШАГОЛ - ЧЕЛЯБИНСК |  | 4782 | 4705 | 1 | 1.5 | 19 | 0.73211 | 0 | 10 | 1 | 1 | ol | TRUE
400073 | СМЕЛОВСКАЯ - БЕКЕТОВО |  | 50014 | 4709 | 1 | 8.8 | 81.8 | 2.9603 | 0 | 10 | 1 | 1 | ol | TRUE
400074 | пс 51 - Семей-220 |  | 251 | 981 | 1 | 3.89 | 40.67 | 1.4356 | 0 | 10 | 1 | 1 | ol | TRUE
400075 | шгэс-220 - Семей-220 |  | 220 | 981 | 1 | 3.91 | 27.45 | 1.0281 | 0 | 10 | 1 | 1 | ol | TRUE
400076 | Шоптыколь (т) - Осакаровка |  | 101 | 306 | 1 | 5.71 | 25.01 | 0.48988 | 0 | 10 | 1 | 1 | ol | TRUE
400077 | Шоптыколь (т) - Осакаровка |  | 101 | 306 | 1 | 5.81 | 25.44 | 0.49847 | 0 | 10 | 1 | 2 | ol | TRUE
400078 | нс 17 - нс-19 |  | 307 | 309 | 1 | 4.6 | 18.2 | 0.35014 | 0 | 10 | 1 | 1 | ol | FALSE
400079 | нс-19 - Осакаровка |  | 309 | 306 | 1 | 5.81 | 22.6 | 0.44563 | 0 | 10 | 1 | 1 | ol | TRUE
400080 | НУРА-500 - АГАДЫРЬ-500 |  | 325 | 469 | 1 | 6.86 | 79.4 | 3.1863 | 0 | 10 | 1 | 1 | ol | TRUE
400081 | грэс-2 - отпайка-4 |  | 355 | 314 | 1 | 6.5 | 25.5 | 0.50611 | 0 | 10 | 1 | 1 | ol | TRUE
400082 | грэс-2 - отпайка-5 |  | 355 | 315 | 1 | 6.5 | 25.5 | 0.50611 | 0 | 10 | 1 | 1 | ol | TRUE
400083 | грэс-2 - Кара-мурун |  | 355 | 450 | 1 | 4.4 | 17.4 | 0.35778 | 0 | 10 | 1 | 1 | ol | FALSE
400084 | грэс-2 - Жана-арка |  | 355 | 453 | 1 | 15 | 60.3 | 1.1682 | 0 | 10 | 1 | 1 | ol | TRUE
400085 | грэс-2 - Кайракты |  | 355 | 457 | 1 | 15.7 | 62.8 | 1.2185 | 0 | 10 | 1 | 1 | ol | TRUE
400086 | Кара-мурун - Жарык |  | 450 | 451 | 1 | 5.83 | 23 | 0.47428 | 0 | 10 | 1 | 1 | ol | FALSE
400087 | Жарык - Айса |  | 451 | 452 | 1 | 4.17 | 16.47 | 0.33932 | 0 | 10 | 1 | 1 | ol | FALSE
400088 | Айса - Aгадырь-220 |  | 452 | 468 | 1 | 3.61 | 14.26 | 0.2938 | 0 | 10 | 1 | 1 | ol | TRUE
400089 | жтэц - Никольская |  | 462 | 461 | 1 | 4.76 | 10.04 | 0.84034 | 0 | 10 | 1 | 1 | ol | FALSE
400090 | жтэц-220 - Жезказган-220 |  | 463 | 466 | 1 | 1.68 | 7.09 | 0.14483 | 0 | 10 | 1 | 1 | ol | TRUE
400091 | жтэц-220 - Жезказган-220 |  | 463 | 466 | 1 | 1.84 | 7.76 | 0.1582 | 0 | 10 | 1 | 2 | ol | TRUE
400092 | Никольская - Барсенгир |  | 464 | 454 | 1 | 10.9 | 42.1 | 0.87281 | 0 | 10 | 1 | 1 | ol | TRUE
400093 | Никольская - Жезказган-220 |  | 464 | 466 | 1 | 1.58 | 6.66 | 0.13652 | 0 | 10 | 1 | 1 | ol | TRUE
400094 | Kаражал - Барсенгир |  | 465 | 454 | 1 | 21.9 | 84.8 | 1.9153 | 0 | 10 | 1 | 1 | ol | TRUE
400095 | Kаражал - жтэц-220 |  | 465 | 463 | 1 | 26.9 | 104.7 | 2.2613 | 0 | 10 | 1 | 1 | ol | TRUE
400096 | Жезказган-220 - Кумколь |  | 466 | 467 | 1 | 23.45 | 98.96 | 2.0229 | 0 | 10 | 1 | 1 | ol | TRUE
400097 | Жезказган-220 - Кумколь |  | 466 | 467 | 1 | 22.98 | 96.97 | 1.9824 | 0 | 10 | 1 | 2 | ol | TRUE
400098 | Aгадырь-220 - Kаражал |  | 468 | 465 | 1 | 18.1 | 70.4 | 1.4356 | 0 | 10 | 1 | 1 | ol | TRUE
400099 | Aгадырь-220 - Балхашская-220 |  | 468 | 473 | 1 | 23.67 | 99.68 | 2.0375 | 0 | 10 | 1 | 1 | ol | TRUE
400100 | Aгадырь-220 - Mоинты |  | 468 | 475 | 1 | 12.8 | 54.2 | 1.1134 | 0 | 10 | 1 | 1 | ol | TRUE
400101 | АГАДЫРЬ-500 - ЮКГРЭС |  | 469 | 900 | 1 | 11.5 | 118.41 | 4.6065 | 0 | 10 | 1 | 1 | ol | TRUE
400102 | бтэц-110 - Балхашская-110 |  | 471 | 472 | 1 | 0.35 | 1.48 | 0.11968 | 0 | 10 | 1 | 1 | ol | TRUE
400103 | Балхашская-220 - Акчтау |  | 473 | 474 | 1 | 15.9 | 63.6 | 1.2322 | 0 | 10 | 1 | 1 | ol | TRUE
400104 | Акчтау - Кайракты |  | 474 | 457 | 1 | 8.96 | 36.1 | 0.72384 | 0 | 10 | 1 | 1 | ol | TRUE
400105 | Mоинты - Каражингил |  | 475 | 476 | 1 | 4.41 | 18.6 | 0.39248 | 0 | 10 | 1 | 1 | ol | FALSE
400106 | Каражингил - Сарышаган |  | 476 | 477 | 1 | 8.39 | 35.4 | 0.74644 | 0 | 10 | 1 | 1 | ol | FALSE
400107 | ЖЕЗКАЗГАН-500 - АГАДЫРЬ-500 |  | 480 | 469 | 1 | 12.6 | 123 | 4.8892 | 0 | 10 | 1 | 1 | ol | TRUE
400108 | ЮКГРЭС - АЛМАТЫ |  | 900 | 902 | 1 | 9.35 | 85 | 3.581 | 0 | 10 | 1 | 1 | ol | TRUE
400109 | ЮКГРЭС - АЛМА |  | 900 | 938 | 1 | 9.2 | 98.2 | 3.6542 | 0 | 10 | 1 | 1 | ol | TRUE
400110 | АЛМАТЫ - АЛМА |  | 902 | 938 | 1 | 1.8 | 19.5 | 0.72416 | 0 | 10 | 1 | 1 | ol | TRUE
400111 | Алма - Бесагаш |  | 939 | 940 | 1 | 4.2 | 23.5 | 0.83365 | 0 | 10 | 1 | 1 | ol | TRUE
400112 | Алма - Бесагаш |  | 939 | 940 | 1 | 4.2 | 23.5 | 0.83365 | 0 | 10 | 1 | 2 | ol | TRUE
400113 | Алма - тэц-3 2сш |  | 939 | 904 | 1 | 2.6 | 11.2 | 0.22027 | 0 | 10 | 1 | 1 | ol | TRUE
400114 | Алма - тэц-3 2сш |  | 939 | 904 | 1 | 1.5 | 10.7 | 0.226 | 0 | 10 | 1 | 2 | ol | TRUE
400115 | юкгрэс - Мынарал |  | 901 | 924 | 1 | 4.6 | 20.5 | 0.40425 | 0 | 10 | 1 | 1 | ol | FALSE
400116 | Алматы - Робот |  | 903 | 907 | 1 | 7.71 | 30.44 | 0.63662 | 0 | 10 | 1 | 1 | ol | TRUE
400117 | Алматы - Медео |  | 903 | 928 | 1 | 7.01 | 31.31 | 0.61434 | 0 | 10 | 1 | 1 | ol | TRUE
400118 | Алматы - тэц-3 2сш |  | 903 | 904 | 1 | 7 | 30.15 | 0.61752 | 0 | 10 | 1 | 1 | ol | TRUE
400119 | Алматы - Главная |  | 903 | 2916 | 1 | 19 | 82 | 1.6711 | 0 | 10 | 1 | 1 | ol | TRUE
400120 | Алма - Чилик |  | 939 | 911 | 1 | 12 | 52.7 | 1.032 | 0 | 10 | 1 | 1 | ol | TRUE
400121 | Робот - пс-62 АТ2 |  | 907 | 908 | 1 | 0.1 | 0.9 | 0.019735 | 0 | 10 | 1 | 1 | ol | TRUE
400122 | Робот - пс-62 АТ2 |  | 907 | 908 | 1 | 0.3 | 1.2 | 0.023555 | 0 | 10 | 1 | 2 | ol | TRUE
400123 | пс-62 АТ2 - Капчагайская гэс-220 |  | 908 | 909 | 1 | 0.8 | 5.42 | 0.11332 | 0 | 10 | 1 | 1 | ol | TRUE
400124 | пс-62 АТ2 - Капчагайская гэс-220 |  | 908 | 909 | 1 | 1.2 | 5.6 | 0.11045 | 0 | 10 | 1 | 2 | ol | TRUE
400125 | Капчагайская гэс-220 - Сары-Озек |  | 909 | 950 | 1 | 8 | 35.3 | 0.69232 | 0 | 10 | 1 | 1 | ol | TRUE
400126 | Капчагайская гэс-220 - Сары-Озек |  | 909 | 950 | 1 | 8 | 35.3 | 0.69201 | 0 | 10 | 1 | 2 | ol | TRUE
400127 | Талдыкорган-220 - Талдыкорганская-220 |  | 988 | 951 | 1 | 4.29 | 18.79 | 0.36797 | 0 | 10 | 1 | 1 | ol | TRUE
400128 | Талдыкорган-220 - Талдыкорганская-220 |  | 988 | 951 | 1 | 4.73 | 20.72 | 0.40585 | 0 | 10 | 1 | 2 | ol | TRUE
400129 | пс-7 - Западная |  | 912 | 918 | 1 | 5 | 20 | 0.4902 | 0 | 10 | 1 | 1 | ol | TRUE
400130 | Западная - Кемин |  | 918 | 2952 | 1 | 9.27 | 40.58 | 0.79495 | 0 | 10 | 1 | 1 | ol | TRUE
400131 | Чиганак - Кияхты |  | 925 | 930 | 1 | 6.528 | 29.17 | 0.57251 | 0 | 10 | 1 | 1 | ol | FALSE
400132 | тэц-3 2сш - Медео |  | 904 | 928 | 1 | 0.33 | 1.49 | 0.029285 | 0 | 10 | 1 | 1 | ol | TRUE
400133 | Алматы - Таугуль |  | 903 | 929 | 1 | 9.3 | 33.8 | 0.64235 | 0 | 10 | 1 | 1 | ol | TRUE
400134 | Алматы - Таугуль |  | 903 | 929 | 1 | 9.3 | 33.8 | 0.64235 | 0 | 10 | 1 | 2 | ol | TRUE
400135 | Кияхты - Жидели |  | 930 | 931 | 1 | 8.53 | 37.75 | 0.74166 | 0 | 10 | 1 | 1 | ol | FALSE
400136 | Жидели - Шу |  | 931 | 932 | 1 | 7.9 | 35.2 | 0.69073 | 0 | 10 | 1 | 1 | ol | FALSE
400137 | Шу - Аспара |  | 932 | 814 | 1 | 1.3 | 6 | 0.11777 | 0 | 10 | 1 | 1 | ol | TRUE
400138 | Шу - Главная |  | 932 | 2916 | 1 | 16.8 | 72 | 1.4961 | 0 | 10 | 1 | 1 | ol | TRUE
400139 | ЖАМБЫЛ - ФРУНЗЕ |  | 800 | 2919 | 1 | 6 | 69 | 2.5815 | 0 | 10 | 1 | 1 | ol | TRUE
400140 | Жамбыл - сэс бурное |  | 801 | 810 | 1 | 3.33 | 12.77 | 0.2621 | 0 | 10 | 1 | 1 | ol | TRUE
400141 | Жамбыл - Каратау |  | 801 | 803 | 1 | 7.66 | 29.88 | 0.60734 | 0 | 10 | 1 | 1 | ol | TRUE
400142 | Жамбыл - жгрэс-220 |  | 801 | 805 | 1 | 4.1 | 16.26 | 0.32054 | 0 | 10 | 1 | 1 | ol | TRUE
400143 | Жамбыл - Жамбыл Тяга |  | 801 | 815 | 1 | 2.88 | 11.42 | 0.22536 | 0 | 10 | 1 | 1 | ol | TRUE
400144 | Жамбыл - Бурное Тяга |  | 801 | 816 | 1 | 4.98 | 20.19 | 0.40171 | 0 | 10 | 1 | 1 | ol | FALSE
400145 | ШЫМКЕНТ-500 - ЖАМБЫЛ |  | 830 | 800 | 1 | 4.1 | 51.6 | 1.9481 | 0 | 10 | 1 | 1 | ol | TRUE
400146 | Ванновка - Бурное |  | 835 | 802 | 1 | 2.69 | 10.32 | 0.21772 | 0 | 10 | 1 | 1 | ol | TRUE
400147 | Каратау - Опорная |  | 803 | 804 | 1 | 8.39 | 33.411 | 0.69484 | 0 | 10 | 1 | 1 | ol | TRUE
400148 | жгрэс-220 - Аспара |  | 805 | 814 | 1 | 21.9 | 86.36 | 1.8182 | 0 | 10 | 1 | 1 | ol | TRUE
400149 | жгрэс-220 - Абдезим |  | 805 | 817 | 1 | 11.88 | 44.3 | 0.9944 | 0 | 10 | 1 | 1 | ol | FALSE
400150 | Мерке - Бишкек |  | 809 | 2918 | 1 | 3.14 | 12.22 | 0.25051 | 0 | 10 | 1 | 1 | ol | TRUE
400151 | Жамбыл Тяга - жгрэс-220 |  | 815 | 805 | 1 | 2.1 | 8.37 | 0.16406 | 0 | 10 | 1 | 1 | ol | TRUE
400152 | Абдезим - Мерке |  | 817 | 809 | 1 | 4.75 | 17.73 | 0.39789 | 0 | 10 | 1 | 1 | ol | FALSE
400153 | ШЫМКЕНТ-500 - ТАШ.ГРЭС |  | 830 | 2924 | 1 | 3 | 32.5 | 1.4483 | 0 | 10 | 1 | 1 | ol | TRUE
400154 | Шымкент-220 - Шымкентская ТЭЦ-3 |  | 831 | 813 | 1 | 2.41 | 9.49 | 0.19417 | 0 | 10 | 1 | 1 | ol | TRUE
400155 | Шымкент-220 - Бадам |  | 831 | 836 | 1 | 6.69 | 26.43 | 0.55513 | 0 | 10 | 1 | 1 | ol | FALSE
400156 | Шымкент-220 - Шымкентская |  | 831 | 843 | 1 | 1.72 | 10.75 | 0.24383 | 0 | 10 | 1 | 1 | ol | TRUE
400157 | Шымкент-220 - Кызылсай |  | 831 | 845 | 1 | 4.79 | 18.8 | 0.39852 | 0 | 10 | 1 | 1 | ol | TRUE
400158 | Шымкент-220 - гнпс |  | 831 | 846 | 1 | 5.22 | 20.06 | 0.42144 | 0 | 10 | 1 | 1 | ol | TRUE
400159 | Ванновка - Сас-тюбе |  | 835 | 834 | 1 | 3.898 | 15.012 | 0.3135 | 0 | 10 | 1 | 1 | ol | TRUE
400160 | Бадам - Арысь |  | 836 | 837 | 1 | 4.17 | 16.98 | 0.346 | 0 | 10 | 1 | 1 | ol | FALSE
400161 | Арысь - Монтайташ |  | 837 | 838 | 1 | 4.62 | 18.23 | 0.38165 | 0 | 10 | 1 | 1 | ol | FALSE
400162 | Монтайташ - Жылга |  | 838 | 839 | 1 | 4.48 | 17.71 | 0.37179 | 0 | 10 | 1 | 1 | ol | FALSE
400163 | Жылга - Ташкент |  | 839 | 2925 | 1 | 5.02 | 31.85 | 0.67768 | 0 | 10 | 1 | 1 | ol | TRUE
400164 | Кентау - Шолаккорган |  | 840 | 841 | 1 | 9.24 | 35.438 | 0.7473 | 0 | 10 | 1 | 1 | ol | TRUE
400165 | Шолаккорган - Опорная |  | 841 | 804 | 1 | 5.2 | 20.2 | 0.42431 | 0 | 10 | 1 | 1 | ol | TRUE
400166 | Миргалимсай - Кентау |  | 842 | 840 | 1 | 2.16 | 8.4 | 0.17221 | 0 | 10 | 1 | 1 | ol | TRUE
400167 | Жанакорган - Миргалимсай |  | 865 | 842 | 1 | 12.53 | 48.14 | 1.009 | 0 | 10 | 1 | 1 | ol | TRUE
400168 | Шымкентская - Жылга |  | 843 | 839 | 1 | 6.55 | 41.4 | 0.88904 | 0 | 10 | 1 | 1 | ol | TRUE
400169 | Шымкентская - Миргалимсай |  | 843 | 842 | 1 | 19.699 | 79.3 | 1.5096 | 0 | 10 | 1 | 1 | ol | TRUE
400170 | Шымкентская - Ташкент |  | 843 | 2925 | 1 | 8.58 | 52.04 | 1.1497 | 0 | 10 | 1 | 1 | ol | TRUE
400171 | Кызылсай - Тюлькубас |  | 845 | 844 | 1 | 6.23 | 25.26 | 0.50038 | 0 | 10 | 1 | 1 | ol | FALSE
400172 | Бурное Тяга - Тюлькубас |  | 816 | 844 | 1 | 6007 | 25.86 | 0.52871 | 0 | 10 | 1 | 1 | ol | FALSE
400173 | Сас-тюбе - Шымкент-220 |  | 834 | 831 | 1 | 6.876 | 26.449 | 0.55389 | 0 | 10 | 1 | 1 | ol | TRUE
400174 | гнпс - Кентау |  | 846 | 840 | 1 | 22.28 | 85.6 | 1.7978 | 0 | 10 | 1 | 1 | ol | TRUE
400175 | Кызылординская тэц - отпайка |  | 860 | 861 | 1 | 0.18 | 0.79 | 0.015915 | 0 | 10 | 1 | 1 | ol | FALSE
400176 | отпайка - Жалагаш |  | 861 | 866 | 1 | 7.78 | 30.41 | 0.61657 | 0 | 10 | 1 | 1 | ol | FALSE
400177 | Кызылординская - Ру-6 |  | 862 | 869 | 1 | 14.45 | 56.43 | 1.1889 | 0 | 10 | 1 | 1 | ol | TRUE
400178 | Ру-6 - Кентау |  | 869 | 840 | 1 | 21.97 | 85.81 | 1.8077 | 0 | 10 | 1 | 1 | ol | TRUE
400179 | Кызылординская - Кызылординская тэц |  | 862 | 860 | 1 | 1.05 | 4.09 | 0.083079 | 0 | 10 | 1 | 1 | ol | TRUE
400180 | Кызылординская - отпайка |  | 862 | 861 | 1 | 1.04 | 4.1 | 0.083079 | 0 | 10 | 1 | 1 | ol | TRUE
400181 | Шиели - Кызылординская |  | 863 | 862 | 1 | 11.55 | 45.11 | 1.1004 | 0 | 10 | 1 | 1 | ol | TRUE
400182 | Жалагаш - Жусалы |  | 866 | 867 | 1 | 7.2 | 28 | 0.56818 | 0 | 10 | 1 | 1 | ol | FALSE
400183 | Жусалы - гпп-1 |  | 867 | 5958 | 1 | 9.8 | 38.28 | 0.77604 | 0 | 10 | 1 | 1 | ol | FALSE
400184 | Коунрад-110 - бтэц-110 |  | 482 | 471 | 1 | 1.4 | 5.5 | 0.13719 | 0 | 10 | 1 | 1 | ol | FALSE
400185 | Батыс - Достык |  | 102 | 103 | 1 | 2352 | 11466 | 0.26858 | 0 | 10 | 1 | 1 | ol | TRUE
400186 | Батыс - Достык |  | 102 | 103 | 1 | 2.35 | 11.47 | 0.26865 | 0 | 10 | 1 | 2 | ol | TRUE
400187 | Достык - Шыгыс |  | 103 | 104 | 1 | 2.92 | 16.8 | 0.34384 | 0 | 10 | 1 | 1 | ol | TRUE
400188 | Достык - Шыгыс |  | 103 | 104 | 1 | 2.92 | 16.8 | 0.34377 | 0 | 10 | 1 | 2 | ol | TRUE
400189 | цгпп - Акмолинская ТЭЦ |  | 130 | 108 | 1 | 0.15 | 0.79 | 0.016552 | 0 | 10 | 1 | 1 | ol | TRUE
400190 | Шыгыс - Шоптыколь (т) |  | 104 | 101 | 1 | 3.19 | 6.95 | 0.14037 | 0 | 10 | 1 | 1 | ol | TRUE
400191 | Шыгыс - Шоптыколь (т) |  | 104 | 101 | 1 | 3.09 | 6.52 | 0.13178 | 0 | 10 | 1 | 2 | ol | TRUE
400192 | Чернозубовка - Куйбышевская |  | 186 | 157 | 1 | 8.52 | 30.62 | 0.58263 | 0 | 10 | 1 | 1 | ol | TRUE
400193 | ЦГПП - ЕСИЛЬ |  | 129 | 180 | 1 | 11.12 | 113.36 | 4.5486 | 0 | 10 | 1 | 1 | ol | TRUE
400194 | ЮЖНОУРАЛЬСКАЯ ГРЭС-2 - ТРОИЦКАЯ ГРЭС |  | 47161 | 4799 | 1 | 1.29 | 18.64 | 0.9648 | 0 | 10 | 1 | 1 | ol | TRUE
400195 | Есиль - оп-80 (т) |  | 170 | 165 | 1 | 4.1 | 18.3 | 0.35937 | 0 | 10 | 1 | 1 | ol | FALSE
400196 | оп-80 (т) - Жаксы (т) |  | 165 | 164 | 1 | 2.8 | 12.5 | 0.24574 | 0 | 10 | 1 | 1 | ol | FALSE
400197 | кгпп - Кокшетауская-1150 |  | 135 | 176 | 1 | 3.6 | 18.8 | 0.40935 | 0 | 10 | 1 | 1 | ol | FALSE
400198 | цгпп - Батыс |  | 130 | 102 | 1 | 3.48 | 19.46 | 0.39884 | 0 | 10 | 1 | 1 | ol | TRUE
400199 | цгпп - Батыс |  | 130 | 102 | 1 | 3.48 | 19.46 | 0.39884 | 0 | 10 | 1 | 2 | ol | TRUE
400200 | Степная - Жолымбет |  | 151 | 123 | 1 | 8 | 31.6 | 0.70028 | 0 | 10 | 1 | 1 | ol | TRUE
400201 | Атбасар - Жалтыр (т) |  | 134 | 132 | 1 | 11.5 | 51.5 | 1.0103 | 0 | 10 | 1 | 1 | ol | TRUE
400202 | цгпп - Жалтыр (т) |  | 130 | 132 | 1 | 11.4 | 51.1 | 1.002 | 0 | 10 | 1 | 1 | ol | TRUE
400203 | цгпп - Сары-оба (т) |  | 130 | 169 | 1 | 4.9 | 22.2 | 0.43608 | 0 | 10 | 1 | 1 | ol | FALSE
400204 | Атбасар - Перекатная (т) |  | 134 | 172 | 1 | 2.9 | 13.1 | 0.25688 | 0 | 10 | 1 | 1 | ol | TRUE
400205 | Жолымбет - цгпп |  | 123 | 130 | 1 | 7.8 | 32 | 0.63662 | 0 | 10 | 1 | 1 | ol | TRUE
400206 | птэц-2-220 - Смирново |  | 144 | 143 | 1 | 5.09 | 22.27 | 0.43615 | 0 | 10 | 1 | 1 | ol | TRUE
400207 | птэц-2-220 - Смирново |  | 144 | 143 | 1 | 5.02 | 21.96 | 0.43036 | 0 | 10 | 1 | 2 | ol | TRUE
400208 | Аврора - Макушино |  | 148 | 4781 | 1 | 17.7 | 79.1 | 1.5534 | 0 | 10 | 1 | 1 | ol | FALSE
400209 | Нура-220 - ипм |  | 310 | 318 | 1 | 3.4 | 13 | 0.28011 | 0 | 10 | 1 | 1 | ol | FALSE
400210 | АВРОРА - ТАВРИЧЕСКАЯ |  | 147 | 1817 | 1 | 11.47 | 87.78 | 3.4377 | 0 | 10 | 1 | 1 | ol | TRUE
400211 | Киялы - Аврора |  | 136 | 148 | 1 | 3.4 | 15.3 | 0.29953 | 0 | 10 | 1 | 1 | ol | TRUE
400212 | Макинск - Бурабай (т) |  | 150 | 126 | 1 | 4.4 | 16.5 | 0.35651 | 0 | 10 | 1 | 1 | ol | TRUE
400213 | Бурабай (т) - Кокшетауская-1150 |  | 126 | 176 | 1 | 12.4 | 51.5 | 1.0918 | 0 | 10 | 1 | 1 | ol | TRUE
400214 | цгпп - Танкерис (т) |  | 130 | 179 | 1 | 3.4 | 15.1 | 0.29539 | 0 | 10 | 1 | 1 | ol | TRUE
400215 | Шортанды (т) - Танкерис (т) |  | 125 | 179 | 1 | 3.7 | 16.4 | 0.32245 | 0 | 10 | 1 | 1 | ol | FALSE
400216 | Аврора - Сибирь |  | 148 | 161 | 1 | 10.3 | 36.9 | 0.63662 | 0 | 10 | 1 | 1 | ol | FALSE
400217 | Куйбышевская - Янко (т) |  | 157 | 153 | 1 | 7.5 | 29.1 | 0.59206 | 0 | 10 | 1 | 1 | ol | TRUE
400218 | Янко (т) - Буран |  | 153 | 173 | 1 | 4.3 | 16.5 | 0.33423 | 0 | 10 | 1 | 1 | ol | TRUE
400219 | Буран - Уголки(т) |  | 173 | 156 | 1 | 3.2 | 12.5 | 0.25465 | 0 | 10 | 1 | 1 | ol | TRUE
400220 | Кокшетауская-1150 - Уголки(т) |  | 176 | 156 | 1 | 3.6 | 13.5 | 0.28966 | 0 | 10 | 1 | 1 | ol | TRUE
400221 | Сибирь - птэц-2-110 |  | 160 | 142 | 1 | 19.8 | 47.2 | 1.0472 | 0 | 10 | 1 | 1 | ol | FALSE
400222 | Ирченко (т) - Жалтыр (т) |  | 163 | 132 | 1 | 5.5 | 24.4 | 0.4781 | 0 | 10 | 1 | 1 | ol | FALSE
400223 | Жаксы (т) - Перекатная (т) |  | 164 | 172 | 1 | 5.5 | 24.6 | 0.48319 | 0 | 10 | 1 | 1 | ol | FALSE
400224 | цгпп - Тастак (т) |  | 130 | 162 | 1 | 5.3 | 23.6 | 0.46314 | 0 | 10 | 1 | 1 | ol | FALSE
400225 | Тастак (т) - Жалтыр (т) |  | 162 | 132 | 1 | 6.1 | 27.5 | 0.5389 | 0 | 10 | 1 | 1 | ol | FALSE
400226 | Красноармейская - Киялы |  | 159 | 136 | 1 | 4.3 | 19.3 | 0.37974 | 0 | 10 | 1 | 1 | ol | TRUE
400227 | Шортанды (т) - Ельтай (т) |  | 125 | 178 | 1 | 8.2 | 36.6 | 0.71906 | 0 | 10 | 1 | 1 | ol | FALSE
400228 | Ельтай (т) - Макинск |  | 178 | 150 | 1 | 4.9 | 22.2 | 0.43608 | 0 | 10 | 1 | 1 | ol | FALSE
400229 | Еркеншилик (т) - Сары-оба (т) |  | 167 | 169 | 1 | 4.6 | 20.5 | 0.40171 | 0 | 10 | 1 | 1 | ol | FALSE
400230 | АВРОРА - КОКЧЕТАВСКАЯ |  | 147 | 175 | 1 | 5 | 49.9 | 1.9512 | 0 | 10 | 1 | 1 | ol | TRUE
400231 | АВРОРА - КУРГАН |  | 147 | 4727 | 1 | 9.37 | 84.1 | 3.1958 | 0 | 10 | 1 | 1 | ol | TRUE
400232 | Акмолинская ТЭЦ - Шыгыс |  | 108 | 104 | 1 | 3.51 | 19.37 | 0.40648 | 0 | 10 | 1 | 1 | ol | TRUE
400233 | Жамбыл - жгрэс-220 |  | 801 | 805 | 1 | 4.07 | 15.83 | 0.32436 | 0 | 10 | 1 | 2 | ol | TRUE
400234 | Акмолинская ТЭЦ - Шыгыс |  | 108 | 104 | 1 | 3.42 | 18.87 | 0.3963 | 0 | 10 | 1 | 2 | ol | TRUE
400235 | Мынарал - Сарышаган |  | 924 | 477 | 1 | 9.09 | 40.63 | 0.79737 | 0 | 10 | 1 | 1 | ol | FALSE
400236 | Жамбыл - Каратау |  | 801 | 803 | 1 | 8.15 | 32.31 | 0.63662 | 0 | 10 | 1 | 2 | ol | TRUE
400237 | ЗЛАТОУСТ - ПРИВАЛОВСКАЯ |  | 4715 | 50032 | 1 | 1 | 12.6 | 0.55068 | 0 | 10 | 1 | 1 | ol | TRUE
400238 | КУРГАН - ВИТЯЗЬ |  | 4727 | 1852 | 1 | 9.4 | 87.42 | 3.5469 | 0 | 10 | 1 | 1 | ol | TRUE
400239 | Талдыкорган-220 - Сары-Озек |  | 988 | 950 | 1 | 4.25 | 18.62 | 0.36478 | 0 | 10 | 1 | 2 | ol | TRUE
400240 | Коунрад-110 - бтэц-110 |  | 482 | 471 | 1 | 1.4 | 5.5 | 0.13719 | 0 | 10 | 1 | 2 | ol | FALSE
400241 | Ульке-220 - Акжар |  | 3020 | 3004 | 1 | 2.65 | 11.58 | 0.22696 | 0 | 10 | 1 | 1 | ol | FALSE
400242 | Талдыкорган-220 - Сары-Озек |  | 988 | 950 | 1 | 4.74 | 20.76 | 0.4068 | 0 | 10 | 1 | 1 | ol | TRUE
400243 | КРОПАЧЕВО - ПРИВАЛОВСКАЯ |  | 4714 | 50032 | 1 | 1.78 | 23.79 | 1.13 | 0 | 10 | 1 | 1 | ol | TRUE
400244 | УФИМСКАЯ - КРОПАЧЕВО |  | 4712 | 4714 | 1 | 2.37 | 36.08 | 1.3751 | 0 | 10 | 1 | 1 | ol | TRUE
400245 | АЛМА - ТАЛДЫКОРГАН-500 |  | 938 | 987 | 1 | 5.91 | 62.76 | 2.3351 | 0 | 10 | 1 | 1 | ol | TRUE
400246 | БЕКЕТОВО - УФИМСКАЯ |  | 4709 | 4712 | 1 | 1.36 | 20.67 | 0.78941 | 0 | 10 | 1 | 1 | ol | TRUE
400247 | МАГНИТОГОРСКАЯ - СМЕЛОВСКАЯ |  | 4785 | 50014 | 1 | 0.64 | 5.9 | 0.22282 | 0 | 10 | 1 | 1 | ol | TRUE
400248 | юкгрэс - Чиганак |  | 901 | 925 | 1 | 0.98 | 4.3 | 0.082761 | 0 | 10 | 1 | 1 | ol | TRUE
400249 | Актюбе-220 - Ульке-220 |  | 3006 | 3020 | 1 | 4.94 | 17.7 | 0.34568 | 0 | 10 | 1 | 1 | ol | FALSE
400250 | Кимперсай - Акжар |  | 3005 | 3004 | 1 | 7.23 | 31.66 | 0.62007 | 0 | 10 | 1 | 1 | ol | FALSE
400251 | Актюбе-220 - Акжар |  | 3006 | 3004 | 1 | 1.4 | 6.13 | 0.12032 | 0 | 10 | 1 | 1 | ol | FALSE
400252 | Кумколь - гпп-2 |  | 467 | 5957 | 1 | 26.41 | 104.2 | 2.1792 | 0 | 10 | 1 | 1 | ol | TRUE
400253 | ЭКИБАСТУЗСКАЯ - ЭГРЭС-2-500 |  | 26 | 28 | 1 | 0.93 | 11.27 | 0.3129 | 0 | 10 | 1 | 2 | ol | TRUE
400254 | ЭГРЭС-1-500 - ЭКИБАСТУЗСКАЯ |  | 25 | 26 | 1 | 0.25 | 3.15 | 0.1264 | 0 | 10 | 1 | 2 | ol | TRUE
400255 | Жана-арка - Kаражал |  | 453 | 465 | 1 | 10.6 | 43 | 0.82601 | 0 | 10 | 1 | 1 | ol | TRUE
400256 | цгпп - Акмолинская ТЭЦ |  | 130 | 108 | 1 | 0.25 | 1.28 | 0.026738 | 0 | 10 | 1 | 2 | ol | TRUE
400257 | ЭГРЭС-1-500 - ЦГПП |  | 25 | 129 | 1 | 7.3 | 89.75 | 3.3795 | 0 | 10 | 1 | 1 | ol | TRUE
400258 | эгрэс-1 - бгок |  | 39 | 62 | 1 | 5.17 | 33.19 | 0.76299 | 0 | 10 | 1 | 1 | ol | TRUE
400259 | Смирново - Аврора |  | 143 | 148 | 1 | 0.75 | 3.26 | 0.06398 | 0 | 10 | 1 | 1 | ol | TRUE
400260 | вэс ерейментау - Ерментау (т) |  | 155 | 166 | 1 | 1.7 | 7.7 | 0.1512 | 0 | 10 | 1 | 1 | ol | TRUE
400261 | Еркеншилик (т) - вэс ерейментау |  | 167 | 155 | 1 | 5.05 | 22.57 | 0.44286 | 0 | 10 | 1 | 1 | ol | TRUE
400262 | Смирново - Аврора |  | 143 | 148 | 1 | 0.79 | 3.44 | 0.067482 | 0 | 10 | 1 | 2 | ol | TRUE
400263 | црмз - ээпк |  | 54 | 53 | 1 | 1.84 | 7.59 | 0.16361 | 0 | 10 | 1 | 1 | ol | TRUE
400264 | Коян-Кос - тэц-3 2сш |  | 953 | 904 | 1 | 0.85 | 4.75 | 0.097085 | 0 | 10 | 1 | 1 | ol | TRUE
400265 | Коян-Кос - тэц-3 2сш |  | 953 | 904 | 1 | 0.85 | 4.75 | 0.097085 | 0 | 10 | 1 | 2 | ol | TRUE
400266 | пс-7 - Коян-Кос |  | 912 | 953 | 1 | 1.13 | 6.3 | 0.12892 | 0 | 10 | 1 | 1 | ol | TRUE
400267 | пс-7 - Коян-Кос |  | 912 | 953 | 1 | 1.13 | 6.3 | 0.12892 | 0 | 10 | 1 | 2 | ol | TRUE
400268 | Робот - Алма |  | 907 | 939 | 1 | 2.1 | 14.2 | 0.29889 | 0 | 10 | 1 | 1 | ol | TRUE
400269 | АГАДЫРЬ-500 - ЮКГРЭС |  | 469 | 900 | 1 | 12.7 | 115.6 | 4.8574 | 0 | 10 | 1 | 2 | ol | TRUE
400270 | ЕЭК-500 - ЭГРЭС-1-500 |  | 31 | 25 | 1 | 3.05 | 36.64 | 1.4731 | 0 | 10 | 1 | 1 | ol | TRUE
400271 | нс-12 - нс 17 |  | 52 | 307 | 1 | 8.15 | 32.16 | 0.67291 | 0 | 10 | 1 | 1 | ol | FALSE
400272 | Шымкент-220 - Шымкентская ТЭЦ-3 |  | 831 | 813 | 1 | 2.41 | 9.49 | 0.19417 | 0 | 10 | 1 | 2 | ol | TRUE
400273 | Cарань - грэс-2 |  | 308 | 355 | 1 | 3.89 | 15.24 | 0.30558 | 0 | 10 | 1 | 1 | ol | TRUE
400274 | Главная - Чуйская |  | 2916 | 2932 | 1 | 5.87 | 25.28 | 0.51671 | 0 | 10 | 1 | 1 | ol | FALSE
400275 | Cарань - грэс-2 |  | 308 | 355 | 1 | 3.89 | 15.24 | 0.30558 | 0 | 10 | 1 | 2 | ol | TRUE
400276 | Осакаровка - Cарань |  | 306 | 308 | 1 | 9.81 | 38.36 | 0.77349 | 0 | 10 | 1 | 1 | ol | TRUE
400277 | Осакаровка - Cарань |  | 306 | 308 | 1 | 9.81 | 38.36 | 0.77349 | 0 | 10 | 1 | 2 | ol | TRUE
400278 | ЕЭК-500 - РУБЦОВСКАЯ |  | 31 | 1621 | 1 | 10.25 | 98.5 | 4.1062 | 0 | 10 | 1 | 1 | ol | TRUE
400279 | ДАТКА - КЕМИН |  | 2950 | 2951 | 1 | 9.72 | 120.63 | 4.9402 | 0 | 10 | 1 | 1 | ol | FALSE
400280 | ДАТКА - ТОКТОГУЛЬСКАЯ ГЭС |  | 2950 | 2921 | 1 | 2.4 | 23.92 | 0.95493 | 0 | 10 | 1 | 1 | ol | FALSE
400281 | ИСЕТЬ - КОЗЫРЕВО |  | 50001 | 4703 | 1 | 4.05 | 41.19 | 1.6552 | 0 | 10 | 1 | 1 | ol | TRUE
400282 | ЕЭК-500 - ИРТЫШСКАЯ |  | 31 | 1850 | 1 | 7.62 | 76.8 | 3.0335 | 0 | 10 | 1 | 1 | ol | TRUE
400283 | КУРЧАТОВСКАЯ - ШАГОЛ |  | 50002 | 4782 | 1 | 4.42 | 68.2 | 2.6028 | 0 | 10 | 1 | 1 | ol | TRUE
400284 | Апановка - Аман-карагай |  | 573 | 572 | 1 | 6.6 | 25.4 | 0.51885 | 0 | 10 | 1 | 1 | ol | FALSE
400285 | ЗАРЯ - БАРАБИНСКАЯ |  | 1631 | 9917 | 1 | 10.8 | 110 | 4.3784 | 0 | 10 | 1 | 1 | ol | TRUE
400286 | грэс-2 - Коунрад-220 |  | 355 | 481 | 1 | 34.2 | 146.2 | 3.0029 | 0 | 10 | 1 | 1 | ol | TRUE
400287 | РУБЦОВСКАЯ - БАРНАУЛ-500 |  | 1621 | 1630 | 1 | 10.3 | 105 | 4.364 | 0 | 10 | 1 | 1 | ol | TRUE
400288 | Бесагаш - Ерменсай |  | 940 | 942 | 1 | 1 | 5.4 | 4.4761 | 0 | 10 | 1 | 1 | ol | FALSE
400289 | Бесагаш - Ерменсай |  | 940 | 942 | 1 | 1 | 5.4 | 4.4761 | 0 | 10 | 1 | 2 | ol | TRUE
400290 | Нура-220 - ипм |  | 310 | 318 | 1 | 3.4 | 13 | 0.28011 | 0 | 10 | 1 | 2 | ol | FALSE
400291 | БАРНАУЛ-500 - АЛТАЙ |  | 1630 | 1660 | 1 | 0.26 | 2.64 | 0.10536 | 0 | 10 | 1 | 1 | ol | TRUE
400292 | БАРНАУЛ-500 - АЛТАЙ |  | 1630 | 1660 | 1 | 0.19 | 1.97 | 0.078623 | 0 | 10 | 1 | 2 | ol | TRUE
400293 | тэц-3 - ипм |  | 383 | 318 | 1 | 0.3 | 1.3 | 0.025465 | 0 | 10 | 1 | 2 | ol | FALSE
400294 | тэц-3 - ипм |  | 383 | 318 | 1 | 0.3 | 1.3 | 0.025465 | 0 | 10 | 1 | 1 | ol | FALSE
400295 | ЭКИБАСТУЗСКАЯ - СЕМЕЙ-500 |  | 26 | 980 | 1 | 10.1 | 122.52 | 4.8504 | 0 | 10 | 1 | 1 | ol | TRUE
400296 | Чуйская - Кемин |  | 2932 | 2952 | 1 | 5.77 | 24.85 | 0.5079 | 0 | 10 | 1 | 1 | ol | FALSE
400297 | пс-18 - Семей-220 |  | 218 | 981 | 1 | 0.37 | 3.88 | 0.10027 | 0 | 10 | 1 | 2 | ol | TRUE
400298 | СЕМЕЙ-500 - АКТОГАЙ |  | 980 | 986 | 1 | 9.84 | 120.42 | 4.5346 | 0 | 10 | 1 | 1 | ol | TRUE
400299 | грэс-2 - Коунрад-220 |  | 355 | 481 | 1 | 34.2 | 146.2 | 3.0029 | 0 | 10 | 1 | 2 | ol | TRUE
400300 | СЕМЕЙ-500 - УСТЬ-КАМЕНОГРСКАЯ-500 |  | 980 | 240 | 1 | 5.72 | 58.55 | 2.2944 | 0 | 10 | 1 | 1 | ol | TRUE
400301 | шгэс-220 - Семей-220 |  | 220 | 981 | 1 | 2.57 | 25.36 | 1.1077 | 0 | 10 | 1 | 2 | ol | TRUE
400302 | АКТОГАЙ - ТАЛДЫКОРГАН-500 |  | 986 | 987 | 1 | 8.33 | 88.52 | 3.2936 | 0 | 10 | 1 | 1 | ol | TRUE
400303 | БЕРКУТ - ТЮМЕНЬ |  | 4728 | 4730 | 1 | 1.28 | 11.38 | 0.31831 | 0 | 10 | 1 | 1 | ol | TRUE
400304 | КУРГАН - БЕРКУТ |  | 4727 | 4728 | 1 | 5 | 46.8 | 1.8526 | 0 | 10 | 1 | 1 | ol | TRUE
400305 | Нура-220 - Металлургическая |  | 310 | 384 | 1 | 1.56 | 6.2 | 0.12923 | 0 | 10 | 1 | 2 | ol | TRUE
400306 | Металлургическая - отпайка-5 |  | 384 | 315 | 1 | 2.65 | 10.4 | 0.20658 | 0 | 10 | 1 | 1 | ol | TRUE
400307 | Мойнакская гэс-220 - Робот |  | 935 | 907 | 1 | 17.1 | 95.7 | 1.9576 | 0 | 10 | 1 | 1 | ol | TRUE
400308 | тэц-3 - отпайка-5 |  | 383 | 315 | 1 | 0.2 | 0.9 | 0.018462 | 0 | 10 | 1 | 1 | ol | TRUE
400309 | Мойнакская гэс-220 - Чилик |  | 935 | 911 | 1 | 7.3 | 40.9 | 0.83716 | 0 | 10 | 1 | 1 | ol | TRUE
400310 | Таугуль - Ерменсай |  | 929 | 942 | 1 | 1.4 | 5.1 | 0.097403 | 0 | 10 | 1 | 1 | ol | TRUE
400311 | Таугуль - Ерменсай |  | 929 | 942 | 1 | 1.4 | 5.1 | 0.097403 | 0 | 10 | 1 | 2 | ol | TRUE
400312 | ВИТЯЗЬ - ВОСХОД |  | 1852 | 1853 | 1 | 8.56 | 102.65 | 4.1501 | 0 | 10 | 1 | 1 | ol | TRUE
400313 | ВОСХОД - ТАВРИЧЕСКАЯ |  | 1853 | 1817 | 1 | 2.1 | 21.85 | 0.8709 | 0 | 10 | 1 | 1 | ol | TRUE
400314 | ВОСХОД - БАРАБИНСКАЯ |  | 1853 | 9917 | 1 | 8.43 | 86.95 | 3.4619 | 0 | 10 | 1 | 1 | ol | TRUE
400315 | шгэс-220 - жгок |  | 220 | 222 | 1 | 8.76 | 30.8 | 0.64458 | 0 | 10 | 1 | 1 | ol | TRUE
400316 | Металлургическая - отпайка-4 |  | 384 | 314 | 1 | 2.65 | 10.4 | 0.20658 | 0 | 10 | 1 | 1 | ol | TRUE
400317 | АЛТАЙ - ЗАРЯ |  | 1660 | 1631 | 1 | 5.46 | 50.12 | 2.1072 | 0 | 10 | 1 | 1 | ol | TRUE
400318 | тэц-3 - отпайка-4 |  | 383 | 314 | 1 | 0.2 | 0.9 | 0.018462 | 0 | 10 | 1 | 1 | ol | TRUE
400319 | МАГНИТОГОРСКАЯ - ТРОИЦКАЯ ГРЭС |  | 4785 | 4799 | 1 | 6.2 | 54.6 | 2.4351 | 0 | 10 | 1 | 1 | ol | TRUE
400320 | КОЗЫРЕВО - ШАГОЛ |  | 4703 | 4782 | 1 | 1.96 | 16.2 | 0.69392 | 0 | 10 | 1 | 1 | ol | TRUE
400321 | ИРИКЛИНСКАЯ ГРЭС - МАГНИТОГОРСКАЯ |  | 4790 | 4785 | 1 | 6.8 | 66 | 2.7056 | 0 | 10 | 1 | 1 | ol | TRUE
400322 | Урожайная - Барнаул-220 |  | 1673 | 1640 | 1 | 26.5 | 103.7 | 8.362 | 0 | 10 | 1 | 1 | ol | FALSE
400323 | Заречная - Центральная |  | 596 | 593 | 1 | 0.8 | 3.66 | 0.071938 | 0 | 10 | 1 | 1 | ol | TRUE
400324 | Чилисай - Ульке-220 |  | 3019 | 3020 | 1 | 17.1 | 61.47 | 1.1695 | 0 | 10 | 1 | 1 | ol | FALSE
400325 | Есиль - Чернозубовка |  | 170 | 186 | 1 | 12.39 | 44.54 | 0.84747 | 0 | 10 | 1 | 1 | ol | TRUE
400326 | КОКЧЕТАВСКАЯ - КОСТАНАЙСКАЯ |  | 175 | 590 | 1 | 5.02 | 106.96 | 5.5609 | 0 | 10 | 1 | 1 | ol | TRUE
400327 | АГАДЫРЬ-500 - ЭКИБАСТУЗСКАЯ |  | 469 | 26 | 1 | 11.6 | 138.3 | 5.594 | 0 | 10 | 1 | 1 | ol | TRUE
400328 | эгрэс-1 - Бощак(T) |  | 39 | 59 | 1 | 9.69 | 40.78 | 0.87854 | 0 | 10 | 1 | 1 | ol | TRUE
400329 | эгрэс-1 - Бощак(T) |  | 39 | 59 | 1 | 7.88 | 34.5 | 0.67609 | 0 | 10 | 1 | 2 | ol | TRUE
400330 | ЭГРЭС-1-500 - ТАВРИЧЕСКАЯ |  | 25 | 1817 | 1 | 11.8 | 108.2 | 4.5837 | 0 | 10 | 1 | 1 | ol | TRUE
400331 | Коунрад-220 - Актогай-220 |  | 481 | 483 | 1 | 36.6 | 154.8 | 3.2541 | 0 | 10 | 1 | 1 | ol | TRUE
400332 | Коунрад-220 - Актогай-220 |  | 481 | 483 | 1 | 36.6 | 154.8 | 3.2541 | 0 | 10 | 1 | 2 | ol | FALSE
400333 | Балхашская-220 - Mоинты |  | 473 | 475 | 1 | 16.46 | 70.14 | 1.4219 | 0 | 10 | 1 | 1 | ol | TRUE
400334 | ЭГРЭС-1-500 - НУРА-500 |  | 25 | 325 | 1 | 8.3 | 78.3 | 3.3423 | 0 | 10 | 1 | 1 | ol | TRUE
400335 | ШУ - ФРУНЗЕ |  | 9932 | 2919 | 1 | 2.82 | 28.85 | 1.1523 | 0 | 10 | 1 | 1 | ol | TRUE
400336 | ШУ - АЛМАТЫ |  | 9932 | 902 | 1 | 7.1 | 72.41 | 2.8998 | 0 | 10 | 1 | 1 | ol | TRUE
400337 | ШУ - ЮКГРЭС |  | 9932 | 900 | 1 | 5.2 | 63.6 | 2.5083 | 0 | 10 | 1 | 1 | ol | TRUE
400338 | Ру-6 - Шиели |  | 869 | 863 | 1 | 4.99 | 19.49 | 0.41062 | 0 | 10 | 1 | 1 | ol | TRUE
400339 | Жанакорган - Ру-6 |  | 865 | 869 | 1 | 7.21 | 28.31 | 0.59142 | 0 | 10 | 1 | 1 | ol | TRUE
400340 | ИРТЫШСКАЯ - ТАВРИЧЕСКАЯ |  | 1850 | 1817 | 1 | 3.42 | 35.28 | 1.3942 | 0 | 10 | 1 | 1 | ol | TRUE
400341 | Иртышская - Урожайная |  | 1851 | 1673 | 1 | 10.7 | 46.8 | 3.7529 | 0 | 10 | 1 | 1 | ol | FALSE
400342 | ТУЛЕБЕРДЫЕВА - ТОКТОГУЛЬСКАЯ ГЭС |  | 2915 | 2921 | 1 | 2.7 | 24.2 | 0.95493 | 0 | 10 | 1 | 1 | ol | FALSE
400343 | Главная - Карабалты |  | 2916 | 2917 | 1 | 7.9 | 33.2 | 0.78623 | 0 | 10 | 1 | 1 | ol | FALSE
400344 | Карабалты - Бишкек |  | 2917 | 2918 | 1 | 6.4 | 27 | 0.28648 | 0 | 10 | 1 | 1 | ol | FALSE
400345 | Карабалты - Бишкек |  | 2917 | 2918 | 1 | 6.4 | 27 | 0.28648 | 0 | 10 | 1 | 2 | ol | FALSE
400346 | ФРУНЗЕ - ТУЛЕБЕРДЫЕВА |  | 2919 | 2915 | 1 | 4.4 | 40 | 1.6297 | 0 | 10 | 1 | 1 | ol | FALSE
400347 | ЛОЧИН - УЗБЕКИСТОН |  | 2920 | 2922 | 1 | 4.85 | 44.22 | 1.8016 | 0 | 10 | 1 | 1 | ol | FALSE
400348 | УЗБЕКИСТОН - СЫРДАРЬИНСКАЯ ТЭС |  | 2922 | 2923 | 1 | 6.2 | 88 | 4.4245 | 0 | 10 | 1 | 1 | ol | FALSE
400349 | УЗБЕКИСТОН - НОВО-АНГРЕНСКАЯ ТЭС |  | 2922 | 2945 | 1 | 4.35 | 50.54 | 1.8939 | 0 | 10 | 1 | 1 | ol | FALSE
400350 | ТАШ.ГРЭС - ТАШКЕНТ |  | 2924 | 2940 | 1 | 0.45 | 5.81 | 0.2069 | 0 | 10 | 1 | 1 | ol | FALSE
400351 | Ташкент - Ташкентская грэс |  | 2925 | 2926 | 1 | 0.1 | 3 | 0.1 | 0 | 10 | 1 | 1 | ol | FALSE
400352 | ТАШКЕНТ - СЫРДАРЬИНСКАЯ ТЭС |  | 2940 | 2923 | 1 | 4.03 | 49.2 | 1.8526 | 0 | 10 | 1 | 1 | ol | FALSE
400353 | ТАШКЕНТ - НОВО-АНГРЕНСКАЯ ТЭС |  | 2940 | 2945 | 1 | 1.62 | 20 | 0.74803 | 0 | 10 | 1 | 1 | ol | FALSE
400354 | ЮЖНАЯ - РЕФТИНСКАЯ ГРЭС |  | 4701 | 4702 | 1 | 2.23 | 25.5 | 1.0504 | 0 | 10 | 1 | 1 | ol | TRUE
400355 | ЮЖНАЯ - КУРЧАТОВСКАЯ |  | 4701 | 50002 | 1 | 2.64 | 39.1 | 1.5966 | 0 | 10 | 1 | 1 | ol | TRUE
400356 | РЕФТИНСКАЯ ГРЭС - ИСЕТЬ |  | 4702 | 50001 | 1 | 3.5 | 35.55 | 1.4311 | 0 | 10 | 1 | 1 | ol | TRUE
400357 | РЕФТИНСКАЯ ГРЭС - ТЮМЕНЬ |  | 4702 | 4730 | 1 | 8.32 | 73.14 | 3.0399 | 0 | 10 | 1 | 1 | ol | TRUE
400358 | РЕФТИНСКАЯ ГРЭС - ТЮМЕНЬ |  | 4702 | 4730 | 1 | 8.32 | 73.14 | 3.0399 | 0 | 10 | 1 | 2 | ol | TRUE
400359 | КОЗЫРЕВО - КУРГАН |  | 4703 | 4727 | 1 | 9.02 | 84.65 | 3.3932 | 0 | 10 | 1 | 1 | ol | TRUE
400360 | ИСЕТЬ - КУРЧАТОВСКАЯ |  | 50001 | 50002 | 1 | 29.82 | 29.14 | 1.1836 | 0 | 10 | 1 | 1 | ol | TRUE
400361 | Усть-Камногорская-220 - ТМК |  | 241 | 242 | 1 | 3.27 | 21.8 | 0.49656 | 0 | 10 | 1 | 1 | ol | TRUE
400362 | Усть-Камногорская-220 - ТМК |  | 241 | 242 | 1 | 3.27 | 21.8 | 0.49656 | 0 | 10 | 1 | 2 | ol | TRUE
400363 | ПС-7 - Усть-Камногорская-220 |  | 215 | 241 | 1 | 4.3 | 6.8 | 0.39311 | 0 | 10 | 1 | 1 | ol | TRUE
400364 | ПС-7 - Усть-Камногорская-220 |  | 215 | 241 | 1 | 4.3 | 6.8 | 0.39311 | 0 | 10 | 1 | 2 | ol | TRUE
400365 | БАРНАУЛ-500 - Новокузнецкая |  | 1630 | 1638 | 1 | 7.8 | 77 | 3.0876 | 0 | 10 | 1 | 1 | ol | FALSE
400366 | АЛТАЙ - Итатская |  | 1660 | 1636 | 1 | 5 | 120 | 6.0479 | 0 | 10 | 1 | 1 | ol | FALSE
400367 | ЗАРЯ - Юрга |  | 1631 | 1632 | 1 | 2.56 | 31.7 | 1.512 | 0 | 10 | 1 | 1 | ol | FALSE
400368 | Шымкент-220 - Жылга |  | 831 | 839 | 1 | 19.96 | 79.35 | 1.6546 | 0 | 10 | 1 | 1 | ol | TRUE
400369 | Кызылсай - Жамбыл |  | 845 | 801 | 1 | 17.66 | 71.61 | 1.4203 | 0 | 10 | 1 | 1 | ol | TRUE
400370 | Шу - Чиганак |  | 932 | 925 | 1 | 22.96 | 102.12 | 2.005 | 0 | 10 | 1 | 1 | ol | TRUE
400371 | отпайка - гпп-2 |  | 861 | 5957 | 1 | 27.9 | 108.86 | 2.2173 | 0 | 10 | 1 | 1 | ol | TRUE
400372 | юкгрэс - Mоинты |  | 901 | 475 | 1 | 26.49 | 115.13 | 2.3405 | 0 | 10 | 1 | 1 | ol | TRUE
400373 | нс-19 - эгрэс-1 |  | 309 | 39 | 1 | 28.98 | 114.36 | 2.3622 | 0 | 10 | 1 | 1 | ol | TRUE
400374 | грэс-2 - Айса |  | 355 | 452 | 1 | 14.4 | 56.87 | 1.1714 | 0 | 10 | 1 | 1 | ol | TRUE
400375 | Апановка - Есиль |  | 573 | 170 | 1 | 21.65 | 83.62 | 2.9603 | 0 | 10 | 1 | 1 | ol | TRUE
400376 | Есиль - Перекатная (т) |  | 170 | 172 | 1 | 12.4 | 55.4 | 1.0883 | 0 | 10 | 1 | 1 | ol | TRUE
400377 | Атбасар - Жалтыр (т) |  | 134 | 132 | 1 | 11.6 | 51.5 | 1.0103 | 0 | 10 | 1 | 2 | ol | TRUE
400378 | цгпп - Жалтыр (т) |  | 130 | 132 | 1 | 11.4 | 51.1 | 1.002 | 0 | 10 | 1 | 2 | ol | TRUE
400379 | цгпп - Еркеншилик (т) |  | 130 | 167 | 1 | 9.5 | 42.7 | 0.83779 | 0 | 10 | 1 | 1 | ol | TRUE
400380 | Танкерис (т) - Макинск |  | 179 | 150 | 1 | 16.8 | 75.2 | 1.4776 | 0 | 10 | 1 | 1 | ol | TRUE
400381 | жгрэс-220 - Мерке |  | 805 | 809 | 1 | 16.63 | 62.03 | 1.3923 | 0 | 10 | 1 | 1 | ol | TRUE
400382 | Главная - Кемин |  | 2916 | 2952 | 1 | 11.64 | 50.13 | 1.0246 | 0 | 10 | 1 | 1 | ol | TRUE
400383 | ФРУНЗЕ - ТОКТОГУЛЬСКАЯ ГЭС |  | 2919 | 2921 | 1 | 7.1 | 64.2 | 2.5847 | 0 | 10 | 1 | 1 | ol | TRUE
400384 | Главная - Бишкек |  | 2916 | 2918 | 1 | 11.1 | 46.7 | 1.3592 | 0 | 10 | 1 | 1 | ol | TRUE

## trafo
| name | std_type | hv_bus | lv_bus | sn_mva | vn_hv_kv | vn_lv_kv | vk_percent | vkr_percent | pfe_kw | i0_percent | shift_degree | tap_side | tap_neutral | tap_min | tap_max | tap_step_percent | tap_step_degree | tap_pos | tap_phase_shifter | parallel | df | in_service | pt_percent | oltc
500001 | УЛЬКЕ-500 - Ульке-220 |  | 9001 | 3020 | 501 | 500 | 220 | 11 | 0.189 | 172 | 0.246 | 0 | [7 empty] | FALSE | 1 | 1 | FALSE |  | FALSE
500002 | Актогай-220 - Актогай-110 |  | 483 | 484 | 250 | 220 | 110 | 11 | 0.189 | 172 | 0.246 | 0 | [7 empty] | FALSE | 1 | 1 | FALSE |  | FALSE
500003 | ВОСХОД - Восход |  | 1853 | 1854 | 501 | 500 | 220 | 11 | 0.189 | 270 | 0.55 | 0 | [7 empty] | FALSE | 1 | 1 | TRUE |  | FALSE
500004 | ЦГПП - цгпп |  | 129 | 130 | 501 | 500 | 220 | 11 | 0.147 | 172 | 0.246 | 0 | [7 empty] | FALSE | 2 | 1 | TRUE |  | FALSE
500005 | СОКОЛ-500 - Сокол-220 |  | 576 | 575 | 501 | 500 | 220 | 11 | 0.147 | 172 | 0.246 | 0 | [7 empty] | FALSE | 1 | 1 | TRUE |  | FALSE
500006 | СОКОЛ-500 - Сокол-220 |  | 576 | 575 | 501 | 500 | 220 | 11 | 0.147 | 172 | 0.246 | 0 | [7 empty] | FALSE | 1 | 1 | TRUE |  | FALSE
500007 | КОСТАНАЙСКАЯ - Кустанайская |  | 590 | 592 | 501 | 500 | 220 | 11 | 0.147 | 172 | 0.246 | 0 | [7 empty] | FALSE | 1 | 1 | TRUE |  | FALSE
500008 | ЖИТИКАРА-500 - Житикара-110 |  | 577 | 578 | 250 | 500 | 110 | 10 | 0.42 | 220 | 0.55 | 0 | [7 empty] | FALSE | 1 | 1 | TRUE |  | FALSE
500009 | ЭГРЭС-1-500 - эгрэс-1 |  | 25 | 39 | 801 | 500 | 220 | 8.6 | 0.0251 | 297.45 | 0.15 | 0 | [7 empty] | FALSE | 1 | 1 | TRUE |  | FALSE
500010 | ЭГРЭС-1-500 - эгрэс-1-бл3-8 |  | 25 | 51 | 630 | 500 | 20 | 14.2 | 0.203 | 270.97 | 0.058 | 0 | [7 empty] | FALSE | 6 | 1 | TRUE |  | FALSE
500011 | ЭГРЭС-2-500 - эгрэс-2-20 |  | 28 | 60 | 630 | 500 | 20 | 14.7 | 0.203 | 380 | 0.21 | 0 | [7 empty] | FALSE | 2 | 1 | TRUE |  | FALSE
500012 | ЕЭК-500 - еэк-20-бл5-8 |  | 31 | 30 | 400 | 500 | 20 | 12.6 | 0.20075 | 370 | 0.54 | 0 | [7 empty] | FALSE | 3 | 1 | TRUE |  | FALSE
500013 | ЕЭК-500 - еэк-220 |  | 31 | 33 | 801 | 500 | 220 | 11.9 | 0.17 | 273.3 | 0.291 | 0 | [7 empty] | FALSE | 1 | 1 | TRUE |  | FALSE
500014 | еэк-220 - еэк-20-бл2-4 |  | 33 | 32 | 630 | 220 | 20 | 10.7 | 0.219 | 274 | 0.5 | 0 | [7 empty] | FALSE | 3 | 1 | TRUE |  | FALSE
500015 | эгрэс-1 - эгрэс-1-бл2 |  | 39 | 50 | 630 | 220 | 20 | 12.5 | 0.206 | 380 | 0.35 | 0 | [7 empty] | FALSE | 1 | 1 | TRUE |  | FALSE
500016 | УСТЬ-КАМЕНОГРСКАЯ-500 - Усть-Камногорская-220 |  | 240 | 241 | 501 | 500 | 220 | 11 | 0.189 | 270 | 0.55 | 0 | [7 empty] | FALSE | 1 | 1 | TRUE |  | FALSE
500017 | УСТЬ-КАМЕНОГРСКАЯ-500 - Усть-Камногорская-220 |  | 240 | 241 | 501 | 500 | 220 | 11 | 0.189 | 270 | 0.55 | 0 | [7 empty] | FALSE | 1 | 1 | TRUE |  | FALSE
500018 | шгэс-220 - шгэс-14 |  | 220 | 221 | 250 | 220 | 14 | 11 | 0.24 | 207 | 0.5 | 0 | [7 empty] | FALSE | 1 | 1 | TRUE |  | FALSE
500019 | жтэц-220 - жтэц |  | 463 | 462 | 125 | 220 | 110 | 11.8 | 0.25 | 219.37 | 0.37 | 0 | [7 empty] | FALSE | 2 | 1 | FALSE |  | FALSE
500020 | Никольская - Никольская |  | 464 | 461 | 125 | 220 | 110 | 11 | 0.252 | 65 | 0.4 | 0 | [7 empty] | FALSE | 1 | 1 | FALSE |  | FALSE
500021 | Кумколь - Кумколь |  | 467 | 455 | 125 | 220 | 110 | 11 | 0.252 | 65 | 0.4 | 0 | [7 empty] | FALSE | 2 | 1 | TRUE |  | FALSE
500022 | АГАДЫРЬ-500 - Aгадырь-220 |  | 469 | 468 | 501 | 500 | 220 | 11 | 0.189 | 270 | 0.55 | 0 | [7 empty] | FALSE | 1 | 1 | TRUE |  | FALSE
500023 | Балхашская-220 - Балхашская-110 |  | 473 | 472 | 125 | 220 | 110 | 11 | 0.252 | 65 | 0.4 | 0 | [7 empty] | FALSE | 2 | 1 | TRUE |  | FALSE
500024 | ЖЕЗКАЗГАН-500 - Жезказган-220 |  | 480 | 466 | 501 | 500 | 220 | 11 | 0.189 | 270 | 0.55 | 0 | [7 empty] | FALSE | 1 | 1 | TRUE |  | FALSE
500025 | ЮКГРЭС - юкгрэс |  | 900 | 901 | 501 | 500 | 220 | 11 | 0.189 | 270 | 0.55 | 0 | [7 empty] | FALSE | 1 | 1 | TRUE |  | FALSE
500026 | АЛМАТЫ - Алматы |  | 902 | 903 | 501 | 500 | 220 | 11 | 0.189 | 270 | 0.246 | 0 | [7 empty] | FALSE | 2 | 1 | TRUE |  | FALSE
500027 | Капчагайская гэс-220 - Капчагайская гэс-14 |  | 909 | 910 | 125 | 220 | 15 | 11 | 0.304 | 135 | 0.5 | 0 | [7 empty] | FALSE | 2 | 1 | FALSE |  | FALSE
500028 | Мойнакская гэс-220 - Мойнакская гэс-15-1 |  | 935 | 937 | 200 | 220 | 15 | 10.5 | 0.275 | 140 | 0.5 | 0 | [7 empty] | FALSE | 1 | 1 | FALSE |  | FALSE
500029 | пс-7 - пс-7 |  | 912 | 913 | 250 | 220 | 110 | 11 | 0.208 | 65 | 0.4 | 0 | [7 empty] | FALSE | 2 | 1 | TRUE |  | FALSE
500030 | ЖАМБЫЛ - Жамбыл |  | 800 | 801 | 501 | 500 | 220 | 10.5 | 0.060413 | 206.49 | 0.35 | 0 | [7 empty] | FALSE | 1 | 1 | TRUE |  | FALSE
500031 | жгрэс-220 - жгрэс-16 |  | 805 | 806 | 250 | 220 | 15 | 11.8 | 0.25 | 219.37 | 0.37 | 0 | [7 empty] | FALSE | 1 | 1 | FALSE |  | FALSE
500032 | жгрэс-220 - жгрэс-110 |  | 805 | 807 | 240 | 220 | 110 | 12.6 | 0.155 | 368 | 1.3 | 0 | [7 empty] | FALSE | 2 | 1 | FALSE |  | FALSE
500033 | ШЫМКЕНТ-500 - Шымкент-220 |  | 830 | 831 | 501 | 500 | 220 | 11.8 | 0.072056 | 168.9 | 0.3 | 0 | [7 empty] | FALSE | 1 | 1 | TRUE |  | FALSE
500034 | ШЫМКЕНТ-500 - Шымкент-220 |  | 830 | 831 | 501 | 500 | 220 | 11.8 | 0.072056 | 168.9 | 0.3 | 0 | [7 empty] | FALSE | 1 | 1 | TRUE |  | FALSE
500035 | Коунрад-220 - Коунрад-110 |  | 481 | 482 | 63 | 220 | 110 | 11 | 0.317 | 37 | 0.45 | 0 | [7 empty] | FALSE | 1 | 1 | FALSE |  | FALSE
500036 | цгпп - цгпп |  | 130 | 124 | 250 | 220 | 110 | 11 | 0.208 | 145 | 0.5 | 0 | [7 empty] | FALSE | 1 | 1 | TRUE |  | FALSE
500037 | цгпп - цгпп |  | 130 | 124 | 250 | 220 | 110 | 11 | 0.208 | 145 | 0.5 | 0 | [7 empty] | FALSE | 1 | 1 | TRUE |  | FALSE
500038 | КОКЧЕТАВСКАЯ - Кокшетауская-1150 |  | 175 | 176 | 501 | 500 | 220 | 11 | 0.147 | 172 | 0.246 | 0 | [7 empty] | FALSE | 1 | 1 | TRUE |  | FALSE
500039 | ЕСИЛЬ - Есиль |  | 180 | 170 | 501 | 500 | 220 | 11 | 0.147 | 172 | 0.246 | 0 | [7 empty] | FALSE | 1 | 1 | TRUE |  | FALSE
500040 | ЦГПП - цгпп |  | 129 | 130 | 501 | 500 | 220 | 11 | 0.147 | 172 | 0.246 | 0 | [7 empty] | FALSE | 2 | 1 | TRUE |  | FALSE
500041 | АВРОРА - Аврора |  | 147 | 148 | 501 | 500 | 220 | 11 | 0.147 | 172 | 0.246 | 0 | [7 empty] | FALSE | 1 | 1 | TRUE |  | FALSE
500042 | АВРОРА - Аврора |  | 147 | 148 | 501 | 500 | 220 | 11 | 0.147 | 172 | 0.246 | 0 | [7 empty] | FALSE | 1 | 1 | TRUE |  | FALSE
500043 | Сибирь - Сибирь |  | 161 | 160 | 63 | 220 | 110 | 11 | 0.317 | 37 | 0.45 | 0 | [7 empty] | FALSE | 1 | 1 | FALSE |  | FALSE
500044 | СЕМЕЙ-500 - Семей-220 |  | 980 | 981 | 501 | 500 | 220 | 11 | 0.189 | 270 | 0.55 | 0 | [7 empty] | FALSE | 1 | 1 | TRUE |  | FALSE
500045 | Актогай-220 - Актогай-110 |  | 483 | 484 | 63 | 220 | 110 | 11 | 0.317 | 37 | 0.45 | 0 | [7 empty] | FALSE | 1 | 1 | TRUE |  | FALSE
500046 | АЛМА - Алма |  | 938 | 939 | 501 | 500 | 220 | 11 | 0.188 | 270 | 0.246 | 0 | [7 empty] | FALSE | 1 | 1 | TRUE |  | FALSE
500047 | АЛМА - Алма |  | 938 | 939 | 501 | 500 | 220 | 11 | 0.188 | 270 | 0.246 | 0 | [7 empty] | FALSE | 1 | 1 | TRUE |  | FALSE
500048 | ТАЛДЫКОРГАН-500 - Талдыкорган-220 |  | 987 | 988 | 501 | 500 | 220 | 11 | 0.189 | 270 | 0.55 | 0 | [7 empty] | FALSE | 1 | 1 | FALSE |  | FALSE
500049 | АЛМАТЫ - Алматы |  | 902 | 903 | 501 | 500 | 220 | 11 | 0.188 | 270 | 0.246 | 0 | [7 empty] | FALSE | 2 | 1 | TRUE |  | FALSE
500050 | КЕМИН - Кемин |  | 2951 | 2952 | 501 | 500 | 220 | 11.5 | 0.209 | 230 | 0.3 | 0 | [7 empty] | FALSE | 1 | 1 | TRUE |  | FALSE
500051 | КЕМИН - Кемин |  | 2951 | 2952 | 501 | 500 | 220 | 11.5 | 0.209 | 230 | 0.3 | 0 | [7 empty] | FALSE | 1 | 1 | TRUE |  | FALSE
500052 | Акжар - арбз |  | 3004 | 4004 | 200 | 220 | 110 | 11 | 0.215 | 48 | 0.45 | 0 | [7 empty] | FALSE | 2 | 1 | FALSE |  | FALSE
500053 | вэс ерейментау - wtu 2.0 |  | 155 | 191 | 63 | 220 | 35 | 11 | 0.2 | 40 | 0.4 | 0 | [7 empty] | FALSE | 1 | 1 | FALSE |  | FALSE
500054 | НУРА-500 - Нура-220 |  | 325 | 310 | 501 | 500 | 220 | 11 | 0.189 | 270 | 0.55 | 0 | [7 empty] | FALSE | 1 | 1 | TRUE |  | FALSE
500055 | птэц-2-220 - птэц-2-110 |  | 144 | 142 | 125 | 220 | 110 | 11 | 0.252 | 65 | 0.4 | 0 | [7 empty] | FALSE | 1 | 1 | TRUE |  | FALSE
500056 | птэц-2-220 - птэц-2-110 |  | 144 | 142 | 125 | 220 | 110 | 11 | 0.252 | 65 | 0.4 | 0 | [7 empty] | FALSE | 1 | 1 | TRUE |  | FALSE
500057 | ТРОИЦКАЯ ГРЭС - Троицкая грэс |  | 4799 | 4798 | 630 | 500 | 220 | 11.62 | 0.224 | 0 | 0 | 0 | [7 empty] | FALSE | 1 | 1 | TRUE |  | FALSE
500058 | РУБЦОВСКАЯ - Рубцовская |  | 1621 | 1622 | 501 | 500 | 220 | 11 | 0.189 | 270 | 0.55 | 0 | [7 empty] | FALSE | 1 | 1 | TRUE |  | FALSE
500059 | БАРНАУЛ-500 - Барнаул-220 |  | 1630 | 1640 | 501 | 500 | 220 | 11 | 0.188 | 270 | 0.55 | 0 | [7 empty] | FALSE | 1 | 1 | FALSE |  | FALSE
500060 | БАРНАУЛ-500 - Барнаул-220 |  | 1630 | 1640 | 501 | 500 | 220 | 11 | 0.188 | 270 | 0.55 | 0 | [7 empty] | FALSE | 1 | 1 | FALSE |  | FALSE
500061 | Мойнакская гэс-220 - Мойнакская гэс-15-2 |  | 935 | 941 | 200 | 220 | 15 | 10.5 | 0.275 | 140 | 0.5 | 0 | [7 empty] | FALSE | 1 | 1 | FALSE |  | FALSE
500062 | Коунрад-220 - Коунрад-110 |  | 481 | 482 | 63 | 220 | 110 | 11 | 0.317 | 37 | 0.45 | 0 | [7 empty] | FALSE | 1 | 1 | FALSE |  | FALSE
500063 | Экибастуз-220 - Экибастузская тэц |  | 38 | 44 | 1250 | 220 | 6 | 0.59 | 0 | 0 | 0 | 0 | [7 empty] | FALSE | 1 | 1 | FALSE |  | FALSE
500064 | ТАВРИЧЕСКАЯ - Таврическая |  | 1817 | 1816 | 501 | 500 | 220 | 11 | 0.189 | 270 | 0.55 | 0 | [7 empty] | FALSE | 1 | 1 | TRUE |  | FALSE
500065 | ТАВРИЧЕСКАЯ - Таврическая |  | 1817 | 1816 | 501 | 500 | 220 | 11 | 0.189 | 270 | 0.55 | 0 | [7 empty] | FALSE | 1 | 1 | TRUE |  | FALSE
500066 | ШУ - Шу |  | 9932 | 932 | 501 | 500 | 220 | 9.5 | 0.031 | 105 | 0.4 | 0 | [7 empty] | FALSE | 1 | 1 | TRUE |  | FALSE
500067 | ИРТЫШСКАЯ - Иртышская |  | 1850 | 1851 | 501 | 500 | 220 | 11 | 0.189 | 270 | 0.55 | 0 | [7 empty] | FALSE | 1 | 1 | FALSE |  | FALSE
500068 | ФРУНЗЕ - Бишкек |  | 2919 | 2918 | 501 | 500 | 220 | 11 | 0.188 | 270 | 0.246 | 0 | [7 empty] | FALSE | 1 | 1 | TRUE |  | FALSE
500069 | ФРУНЗЕ - Бишкек |  | 2919 | 2918 | 501 | 500 | 220 | 11 | 0.188 | 270 | 0.246 | 0 | [7 empty] | FALSE | 1 | 1 | TRUE |  | FALSE
500070 | ТАШ.ГРЭС - Ташкент |  | 2924 | 2925 | 501 | 500 | 220 | 11 | 0.189 | 270 | 0.55 | 0 | [7 empty] | FALSE | 1 | 1 | TRUE |  | FALSE
500071 | ИРИКЛИНСКАЯ ГРЭС - Ириклинская грэс |  | 4790 | 4791 | 800 | 500 | 220 | 11.5 | 0.176 | 375 | 0.25 | 0 | [7 empty] | FALSE | 1 | 1 | FALSE |  | FALSE
500072 | бтэц-110 - бтэц-10 |  | 471 | 470 | 80 | 110 | 10 | 10.5 | 0.387 | 70 | 0.6 | 0 | [7 empty] | FALSE | 1 | 1 | FALSE |  | FALSE
500073 | ИРИКЛИНСКАЯ ГРЭС - Ириклинская грэс |  | 4790 | 4791 | 800 | 500 | 220 | 11.5 | 0.176 | 375 | 0.25 | 0 | [7 empty] | FALSE | 1 | 1 | FALSE |  | FALSE
500074 | БАРАБИНСКАЯ - Барабинская-220 |  | 9917 | 1671 | 501 | 500 | 220 | 11.2 | 0.212 | 0 | 0 | 0 | [7 empty] | FALSE | 1 | 1 | FALSE |  | FALSE

## measurement
| name | measurement_type | element_type | element | value | std_dev | side | check_existing
1000001 | ПС 220 кВ Чернозубовка - СШ 220 кВ | v | bus | 186 | 0.001 | 0.1 |  | TRUE
1000002 | ПС 500 кВ Талдыкорган - СШ 220 кВ | v | bus | 988 | 1.086 | 0.1086 |  | TRUE
1000003 | ПС 220 кВ Коунрад - СШ 220 кВ | v | bus | 481 | 0.001 | 0.1 |  | TRUE
1000004 | ПС 220 кВ Коунрад - СШ 110 кВ | v | bus | 482 | 0.001 | 0.1 |  | TRUE
1000005 | Карагандинская ТЭЦ-3 - СШ 220 кВ | v | bus | 383 | 1.036 | 0.1036 |  | TRUE
1000006 | ПС 500 кВ Талдыкорган - СШ 500 кВ | v | bus | 987 | 1.0229 | 0.10229 |  | TRUE
1000007 | ПС 220 кВ Металлургическая - СШ 220 кВ | v | bus | 384 | 1.033 | 0.1033 |  | TRUE
1000008 | ПС 500 кВ Семей - СШ 500 кВ | v | bus | 980 | 1.0206 | 0.10206 |  | TRUE
1000009 | отпайка Л-2278 | v | bus | 314 | 0.001 | 0.1 |  | TRUE
1000010 | ПС 500 кВ Семей - СШ 220 кВ | v | bus | 981 | 1.0293 | 0.10293 |  | TRUE
1000011 | отпайка Л-2288 | v | bus | 315 | 0.001 | 0.1 |  | TRUE
1000012 | ПС 500 кВ Тюмень - СШ 500 кВ | v | bus | 4730 | 1.0324 | 0.10324 |  | TRUE
1000013 | ПС 500 кВ Беркут - СШ 500 кВ | v | bus | 4728 | 1.0356 | 0.10356 |  | TRUE
1000014 | Ириклинская ГРЭС - СШ 500 кВ | v | bus | 4790 | 1.0395 | 0.10395 |  | TRUE
1000015 | Троицкая ГРЭС - СШ 220 кВ | v | bus | 4798 | 1.056 | 0.1056 |  | TRUE
1000016 | Троицкая ГРЭС - СШ 500 кВ | v | bus | 4799 | 1.0104 | 0.10104 |  | TRUE
1000017 | ПС 500 кВ ЕГПП - СШ 220 кВ | v | bus | 170 | 1.0426 | 0.10426 |  | TRUE
1000018 | ПС 500 кВ ЕГПП - СШ 500 кВ | v | bus | 180 | 0.9952 | 0.09952 |  | TRUE
1000019 | ПС 1150 кВ Кокшетауская - СШ 500 кВ | v | bus | 175 | 1.0171 | 0.10171 |  | TRUE
1000020 | ПС 500 кВ Козырево - СШ 500 кВ | v | bus | 4703 | 1.0142 | 0.10142 |  | TRUE
1000021 | Рефтинская ГРЭС - СШ 500 кВ | v | bus | 4702 | 1.0363 | 0.10363 |  | TRUE
1000022 | ПС 500 кВ Южная - СШ 500 кВ | v | bus | 4701 | 1.0161 | 0.10161 |  | TRUE
1000023 | ПС 220 кВ Апановка (т) - СШ 220 кВ | v | bus | 573 | 0.001 | 0.1 |  | TRUE
1000024 | ПС 220 кВ Лисаковская - СШ 220 кВ | v | bus | 574 | 0.001 | 0.1 |  | TRUE
1000025 | ПС 500 кВ Сокол - СШ 220 кВ | v | bus | 575 | 1.0449 | 0.10449 |  | TRUE
1000026 | ПС 500 кВ Сокол - СШ 500 кВ | v | bus | 576 | 1.0267 | 0.10267 |  | TRUE
1000027 | ПС 500 кВ Житикара - СШ 500 кВ | v | bus | 577 | 1.0299 | 0.10299 |  | TRUE
1000028 | ПС 500 кВ Житикара - СШ 110 кВ | v | bus | 578 | 0.51064 | 0.051064 |  | TRUE
1000029 | ПС 500 кВ Приваловская - СШ 500 кВ | v | bus | 10004 | 1.0188 | 0.10188 |  | TRUE
1000030 | ПС 500 кВ Шагол - СШ 500 кВ | v | bus | 4782 | 1.0118 | 0.10118 |  | TRUE
1000031 | ПС 500 кВ Бекетово - СШ 500 кВ | v | bus | 4709 | 1.0211 | 0.10211 |  | TRUE
1000032 | ПС 500 кВ Заря - СШ 500 кВ | v | bus | 1631 | 1.0311 | 0.10311 |  | TRUE
1000033 | ПС 220 кВ Качары - СШ 220 кВ | v | bus | 582 | 1.0513 | 0.10513 |  | TRUE
1000034 | ПС 500 кВ Магнитогорская - СШ 500 кВ | v | bus | 4785 | 1.0044 | 0.10044 |  | TRUE
1000035 | ПС 1150 кВ Костанайская - СШ 500 кВ | v | bus | 590 | 1.0199 | 0.10199 |  | TRUE
1000036 | ПС 1150 кВ Костанайская - СШ 220 кВ | v | bus | 592 | 1.0545 | 0.10545 |  | TRUE
1000037 | ПС 220 кВ Центральная - СШ 220 кВ | v | bus | 593 | 1.0399 | 0.10399 |  | TRUE
1000038 | ПС 220 кВ Сарбайская - СШ 220 кВ | v | bus | 594 | 1.0362 | 0.10362 |  | TRUE
1000039 | ПС 220 кВ Приуральская - СШ 220 кВ | v | bus | 595 | 1.0476 | 0.10476 |  | TRUE
1000040 | ПС 500 кВ Златоуст - СШ 500 кВ | v | bus | 4715 | 1.0213 | 0.10213 |  | TRUE
1000041 | ПС 500 кВ Кропачево - СШ 500 кВ | v | bus | 4714 | 1.0204 | 0.10204 |  | TRUE
1000042 | ПС 500 кВ Уфимская - СШ 500 кВ | v | bus | 4712 | 1.0076 | 0.10076 |  | TRUE
1000043 | ПС 220 кВ Заречная - СШ 220 кВ | v | bus | 596 | 1.0449 | 0.10449 |  | TRUE
1000044 | ПС 1150 кВ Челябинская - СШ 500 кВ | v | bus | 4705 | 1.0175 | 0.10175 |  | TRUE
1000045 | ПС 220 кВ ПС-51 - СШ 220 кВ | v | bus | 251 | 1.041 | 0.1041 |  | TRUE
1000046 |  | v | bus | 25 | 0 | 0.004 |  | TRUE
1000047 | ПС 1150 кВ Экибастузская - СШ 500 кВ | v | bus | 26 | 1.0263 | 0.10263 |  | TRUE
1000048 | ЭГРЭС-2 - СШ 500 кВ | v | bus | 28 | 1.0294 | 0.10294 |  | TRUE
1000049 | ЭГРЭС-2 - СШ 220 кВ | v | bus | 29 | 1.04 | 0.104 |  | TRUE
1000050 | ЕЭК Блоки 5,6,7,8 | v | bus | 30 | 0.001 | 0.1 |  | TRUE
1000051 | ЕЭК - СШ 500 кВ | v | bus | 31 | 1.0269 | 0.10269 |  | TRUE
1000052 | ЕЭК Блоки 2,3,4 | v | bus | 32 | 0.001 | 0.1 |  | TRUE
1000053 | ЕЭК - СШ 220 кВ | v | bus | 33 | 1.053 | 0.1053 |  | TRUE
1000054 | ПС 220 кВ Калкаман - СШ 220 кВ | v | bus | 36 | 0.001 | 0.1 |  | TRUE
1000055 | ПС 220 кВ Экибастузская - СШ 220 кВ | v | bus | 38 | 1.0335 | 0.10335 |  | TRUE
1000056 | ЭГРЭС-1 - СШ 220 кВ | v | bus | 39 | 1.0461 | 0.10461 |  | TRUE
1000057 | ЭГРЭС-1 Блок 2 | v | bus | 50 | 0.001 | 0.1 |  | TRUE
1000058 | ЭГРЭС-1 Блоки 3,4,5,6,7,8 | v | bus | 51 | 0.001 | 0.1 |  | TRUE
1000059 | ПС 220 кВ ЭПК - СШ 220 кВ | v | bus | 53 | 1.038 | 0.1038 |  | TRUE
1000060 | ПС 220 кВ ЦРМЗ - СШ 220 кВ | v | bus | 54 | 0.001 | 0.1 |  | TRUE
1000061 | ПС 220 кВ Строительная -2 - СШ 220 кВ | v | bus | 56 | 0.001 | 0.1 |  | TRUE
1000062 | ПС 220 кВ Уленты (т) - СШ 220 кВ | v | bus | 58 | 1 | 0.1 |  | TRUE
1000063 | ПС 220 кВ Бозщаколь (т) - СШ 220 кВ | v | bus | 59 | 0.001 | 0.1 |  | TRUE
1000064 | ЭГРЭС-2 Блоки 1,2 | v | bus | 60 | 0.001 | 0.1 |  | TRUE
1000065 | ПС 220 кВ Таскудык (т) - СШ 220 кВ | v | bus | 61 | 0.001 | 0.1 |  | TRUE
1000066 | ПС 500 кВ Нура - СШ 500 кВ | v | bus | 325 | 1.0199 | 0.10199 |  | TRUE
1000067 | ПС 500 кВ ЦГПП - СШ 500 кВ | v | bus | 129 | 1.018 | 0.1018 |  | TRUE
1000068 | ПС 220 кВ Ерментау (т) - СШ 220 кВ | v | bus | 166 | 0.001 | 0.1 |  | TRUE
1000069 | ПС 500 кВ Рубцовская - СШ 500 кВ | v | bus | 1621 | 1.025 | 0.1025 |  | TRUE
1000070 | ПС 500 кВ Таврическая - СШ 500 кВ | v | bus | 1817 | 1.0256 | 0.10256 |  | TRUE
1000071 | ПС 500 кВ Иртышская - СШ 500 кВ | v | bus | 1850 | 1.033 | 0.1033 |  | TRUE
1000072 | ПС 500 кВ КЭЗ - СШ 500 кВ | v | bus | 27 | 0.001 | 0.1 |  | TRUE
1000073 | ПС 220 кВ ПС-14 - СШ 220 кВ | v | bus | 214 | 1.055 | 0.1055 |  | TRUE
1000074 | ПС 220 кВ ПС-18 - СШ 220 кВ | v | bus | 218 | 1.0262 | 0.10262 |  | TRUE
1000075 | Шульбинская ГЭС - СШ 220 кВ | v | bus | 220 | 1.0548 | 0.10548 |  | TRUE
1000076 | ПС 500 кВ Усть-каменогорская - СШ 500 кВ | v | bus | 240 | 1.0095 | 0.10095 |  | TRUE
1000077 | ПС 500 кВ Усть-Каменогорская - СШ 220 кВ | v | bus | 241 | 1.0563 | 0.10563 |  | TRUE
1000078 | Шульбинская ГЭС - СШ 13,8 кВ | v | bus | 221 | 0.001 | 0.1 |  | TRUE
1000079 | ПС 220 кВ Шоптыколь (т) - СШ 220 кВ | v | bus | 101 | 0.001 | 0.1 |  | TRUE
1000080 | ПС 220 кВ Батыс - СШ 220 кВ | v | bus | 102 | 1.0733 | 0.10733 |  | TRUE
1000081 | ПС 220 кВ Достык - СШ 220 кВ | v | bus | 103 | 1.0727 | 0.10727 |  | TRUE
1000082 | ПС 220 кВ Шыгыс - СШ 220 кВ | v | bus | 104 | 1.0755 | 0.10755 |  | TRUE
1000083 | ПС 220 кВ Осакаровка - СШ 220 кВ | v | bus | 306 | 1.0622 | 0.10622 |  | TRUE
1000084 | ПС 220 кВ Cарань - СШ 220 кВ | v | bus | 308 | 0.001 | 0.1 |  | TRUE
1000085 | ПС 220 кВ НС-19 - СШ 220 кВ | v | bus | 309 | 0.001 | 0.1 |  | TRUE
1000086 | ПС 500 кВ Нура - СШ 220 кВ | v | bus | 310 | 1.0508 | 0.10508 |  | TRUE
1000087 | ГРЭС-2 Топар - СШ 220 кВ | v | bus | 355 | 1.0321 | 0.10321 |  | TRUE
1000088 | ПС 220 кВ Айса (т) - СШ 220 кВ | v | bus | 452 | 0.001 | 0.1 |  | TRUE
1000089 | ПС 220 кВ Жана-арка - СШ 220 кВ | v | bus | 453 | 0.001 | 0.1 |  | TRUE
1000090 | ПС 220 кВ Барсенгир - СШ 220 кВ | v | bus | 454 | 0.001 | 0.1 |  | TRUE
1000091 | ПС 220 кВ Кумколь СШ 110кВ | v | bus | 455 | 0.52773 | 0.052773 |  | TRUE
1000092 | ПС 220 кВ Кайракты - СШ 220 кВ | v | bus | 457 | 1.0686 | 0.10686 |  | TRUE
1000093 | Жезказган ТЭЦ - СШ 220 кВ | v | bus | 463 | 1.0504 | 0.10504 |  | TRUE
1000094 | ПС 220 кВ Никольская - СШ 220 кВ | v | bus | 464 | 1.0686 | 0.10686 |  | TRUE
1000095 | ПС 220 кВ Kаражал - СШ 220 кВ | v | bus | 465 | 1.0136 | 0.10136 |  | TRUE
1000096 | ПС 500 кВ Жезказган - СШ 220 кВ | v | bus | 466 | 1.0709 | 0.10709 |  | TRUE
1000097 | ПС 220 кВ Кумколь - СШ 220 кВ | v | bus | 467 | 1.0586 | 0.10586 |  | TRUE
1000098 | ПС 500 кВ Агадырь - СШ 220 кВ | v | bus | 468 | 1.0545 | 0.10545 |  | TRUE
1000099 | ПС 500 кВ Агадырь - СШ 500 кВ | v | bus | 469 | 1.034 | 0.1034 |  | TRUE
1000100 | Балхашская ТЭЦ СШ 110кВ | v | bus | 471 | 0.55186 | 0.055186 |  | TRUE
1000101 | ПС 220 кВ Балхашская СШ 110кВ | v | bus | 472 | 0.54577 | 0.054577 |  | TRUE
1000102 | ПС 220 кВ Балхашская - СШ 220 кВ | v | bus | 473 | 1.0764 | 0.10764 |  | TRUE
1000103 | ПС 220 кВ Акчатау - СШ 220 кВ | v | bus | 474 | 1.0805 | 0.10805 |  | TRUE
1000104 | ПС 220 кВ Mоинты (т) - СШ 220 кВ | v | bus | 475 | 0.001 | 0.1 |  | TRUE
1000105 | ПС 500 кВ Жезказган - СШ 500 кВ | v | bus | 480 | 1.0249 | 0.10249 |  | TRUE
1000106 | ПС 500 кВ ЮКГРЭС - СШ 500 кВ | v | bus | 900 | 1.045 | 0.1045 |  | TRUE
1000107 | ПС 500 кВ Фрунзе - СШ 500 кВ | v | bus | 2919 | 1.02 | 0.102 |  | TRUE
1000108 | ПС 500 кВ ЮКГРЭС - СШ 220 кВ | v | bus | 901 | 1.0874 | 0.10874 |  | TRUE
1000109 | ПС 500 кВ Алматы - СШ 500 кВ | v | bus | 902 | 1.0299 | 0.10299 |  | TRUE
1000110 | ПС 500 кВ Алма - СШ 500 кВ | v | bus | 938 | 1.0422 | 0.10422 |  | TRUE
1000111 | ПС 500 кВ Алматы - СШ 220 кВ | v | bus | 903 | 1.0805 | 0.10805 |  | TRUE
1000112 | ПС 500 кВ Алма - СШ 220 кВ | v | bus | 939 | 1.0586 | 0.10586 |  | TRUE
1000113 | Алматинская ТЭЦ-3 - СШ 220 кВ | v | bus | 904 | 1.062 | 0.1062 |  | TRUE
1000114 | ПС 220 кВ Робот - СШ 220 кВ | v | bus | 907 | 1.0613 | 0.10613 |  | TRUE
1000115 | ПС 220 кВ Бесагаш - СШ 220 кВ | v | bus | 940 | 1.0795 | 0.10795 |  | TRUE
1000116 | ПС 220 кВ ПС-62А - СШ 220 кВ | v | bus | 908 | 0.001 | 0.1 |  | TRUE
1000117 | Капшагайская ГЭС - СШ 220 кВ | v | bus | 909 | 1.079 | 0.1079 |  | TRUE
1000118 | ПС 220 кВ Шелек - СШ 220 кВ | v | bus | 911 | 1.0532 | 0.10532 |  | TRUE
1000119 | ПС 220 кВ ПС-7А (Алм) - СШ 220 кВ | v | bus | 912 | 1.0305 | 0.10305 |  | TRUE
1000120 | ПС 220 кВ ПС-7А (Алм) - СШ 110 кВ | v | bus | 913 | 0.53364 | 0.053364 |  | TRUE
1000121 | ПС 220 кВ Западная - СШ 220 кВ | v | bus | 918 | 1.0284 | 0.10284 |  | TRUE
1000122 | ПС 220 кВ Шыганак (т) - СШ 220 кВ | v | bus | 925 | 0.001 | 0.1 |  | TRUE
1000123 | ПС 220 кВ Сары-озек - СШ 220 кВ | v | bus | 950 | 1.0776 | 0.10776 |  | TRUE
1000124 | ПС 220 кВ Талдыкорганская - СШ 220 кВ | v | bus | 951 | 1.0723 | 0.10723 |  | TRUE
1000125 | ПС 220 кВ Главная - СШ 220 кВ | v | bus | 2916 | 0.001 | 0.1 |  | TRUE
1000126 | ПС 220 кВ Медеу (т) - СШ 220 кВ | v | bus | 928 | 0.001 | 0.1 |  | TRUE
1000127 | ПС 220 кВ Таугуль - СШ 220 кВ | v | bus | 929 | 1.0718 | 0.10718 |  | TRUE
1000128 | ПС 500 кВ Шу - СШ 220 кВ | v | bus | 932 | 1.0705 | 0.10705 |  | TRUE
1000129 | ПС 220 кВ Аспара (т) - СШ 220 кВ | v | bus | 814 | 0.001 | 0.1 |  | TRUE
1000130 | ПС 500 кВ Жамбыл - СШ 500 кВ | v | bus | 800 | 1.0267 | 0.10267 |  | TRUE
1000131 | ПС 500 кВ Жамбыл - СШ 220 кВ | v | bus | 801 | 1.07 | 0.107 |  | TRUE
1000132 | ПС 220 кВ Бурное - СШ 220 кВ | v | bus | 802 | 0.001 | 0.1 |  | TRUE
1000133 | ПС 220 кВ Каратау - СШ 220 кВ | v | bus | 803 | 1.0695 | 0.10695 |  | TRUE
1000134 | ПС 220 кВ Опорная - СШ 220 кВ | v | bus | 804 | 1.0563 | 0.10563 |  | TRUE
1000135 | Жамбылская ГРЭС - СШ 220 кВ | v | bus | 805 | 1.0813 | 0.10813 |  | TRUE
1000136 | ПС 220 кВ Мерке - СШ 220 кВ | v | bus | 809 | 0.001 | 0.1 |  | TRUE
1000137 | ПС 220 кВ Жамбыл-тяга (т) - СШ 220 кВ | v | bus | 815 | 0.001 | 0.1 |  | TRUE
1000138 | ПС 500 кВ Шымкент - СШ 500 кВ | v | bus | 830 | 0.98698 | 0.098698 |  | TRUE
1000139 | ПС 500 кВ Шымкент - СШ 220 кВ | v | bus | 831 | 1.0723 | 0.10723 |  | TRUE
1000140 | ПС 220 кВ Сас-тюбе - СШ 220 кВ | v | bus | 834 | 1.0723 | 0.10723 |  | TRUE
1000141 | ПС 220 кВ Ванновка - СШ 220 кВ | v | bus | 835 | 1.0769 | 0.10769 |  | TRUE
1000142 | ПС 220 кВ Жылга (т) - СШ 220 кВ | v | bus | 839 | 0.001 | 0.1 |  | TRUE
1000143 | ПС 220 кВ Кентау - СШ 220 кВ | v | bus | 840 | 1.0385 | 0.10385 |  | TRUE
1000144 | ПС 220 кВ Шолак-корган - СШ 220 кВ | v | bus | 841 | 1.0522 | 0.10522 |  | TRUE
1000145 | ПС 220 кВ Шымкентская - СШ 220 кВ | v | bus | 843 | 1.0408 | 0.10408 |  | TRUE
1000146 | ПС 220 кВ Кызылсай (т) - СШ 220 кВ | v | bus | 845 | 0.001 | 0.1 |  | TRUE
1000147 | ПС 220 кВ ГНПС - СШ 220 кВ | v | bus | 846 | 0.001 | 0.1 |  | TRUE
1000148 | Кызылординская ТЭЦ - СШ 220 кВ | v | bus | 860 | 1.036 | 0.1036 |  | TRUE
1000149 | отпайка Л-2019 | v | bus | 861 | 0.001 | 0.1 |  | TRUE
1000150 | ПС 220 кВ Кызылординская - СШ 220 кВ | v | bus | 862 | 1.0445 | 0.10445 |  | TRUE
1000151 | ПС 220 кВ Шиели - СШ 220 кВ | v | bus | 863 | 0.001 | 0.1 |  | TRUE
1000152 | ПС 220 кВ Жанакорган - СШ 220 кВ | v | bus | 865 | 1.0441 | 0.10441 |  | TRUE
1000153 | ПС 500 кВ Фрунзе - СШ 220 кВ | v | bus | 2918 | 0.001 | 0.1 |  | TRUE
1000154 | Ташкентская ГРЭС - СШ 500 кВ | v | bus | 2924 | 0.972 | 0.0972 |  | TRUE
1000155 | Ташкентская ГРЭС - СШ 220 кВ | v | bus | 2925 | 0.99 | 0.099 |  | TRUE
1000156 | ПС 220 кВ ГПП-2 - СШ 220 кВ | v | bus | 5957 | 0.001 | 0.1 |  | TRUE
1000157 | ПС 500 кВ Таврическая - СШ 220 кВ | v | bus | 1816 | 1.0884 | 0.10884 |  | TRUE
1000158 | ПС 500 кВ Иртышская - СШ 220 кВ | v | bus | 1851 | 1.0537 | 0.10537 |  | TRUE
1000159 | ПС 220 кВ Миргалимсай - СШ 220 кВ | v | bus | 842 | 1.0255 | 0.10255 |  | TRUE
1000160 | ПС 220 кВ Еркеншилик (т) - СШ 220 кВ | v | bus | 167 | 0.001 | 0.1 |  | TRUE
1000161 | ПС 220 кВ Жолымбет - СШ 220 кВ | v | bus | 123 | 0.001 | 0.1 |  | TRUE
1000162 | ПС 500 кВ ЦГПП - СШ 110 кВ | v | bus | 124 | 0.54009 | 0.054009 |  | TRUE
1000163 | ПС 220 кВ Танкерис (т) - СШ 220 кВ | v | bus | 179 | 0.001 | 0.1 |  | TRUE
1000164 | ПС 220 кВ Бурабай (т) - СШ 220 кВ | v | bus | 126 | 0.001 | 0.1 |  | TRUE
1000165 | ПС 500 кВ ЦГПП - СШ 220 кВ | v | bus | 130 | 1.0773 | 0.10773 |  | TRUE
1000166 | ПС 220 кВ Жалтыр (т) - СШ 220 кВ | v | bus | 132 | 0.001 | 0.1 |  | TRUE
1000167 | ПС 220 кВ Атбасар - СШ 220 кВ | v | bus | 134 | 1.0632 | 0.10632 |  | TRUE
1000168 | ПС 220 кВ КГПП - СШ 220 кВ | v | bus | 135 | 1.0554 | 0.10554 |  | TRUE
1000169 | ПС 220 кВ Красноармейская - СШ 220 кВ | v | bus | 159 | 1.054 | 0.1054 |  | TRUE
1000170 | ПС 220 кВ Киялы - СШ 220 кВ | v | bus | 136 | 0.001 | 0.1 |  | TRUE
1000171 | ПС 500 кВ Барнаул - СШ 500 кВ | v | bus | 1630 | 1.03 | 0.103 |  | TRUE
1000172 | ПС 220 кВ Смирново - СШ 220 кВ | v | bus | 143 | 0.001 | 0.1 |  | TRUE
1000173 | Петропавловская ТЭЦ-2 - СШ 220 кВ | v | bus | 144 | 1.0645 | 0.10645 |  | TRUE
1000174 | ПС 500 кВ Аврора - СШ 500 кВ | v | bus | 147 | 1.013 | 0.1013 |  | TRUE
1000175 | ПС 500 кВ Аврора - СШ 220 кВ | v | bus | 148 | 1.0581 | 0.10581 |  | TRUE
1000176 | ПС 220 кВ Макинск - СШ 220 кВ | v | bus | 150 | 1.059 | 0.1059 |  | TRUE
1000177 | ПС 220 кВ Степная - СШ 220 кВ | v | bus | 151 | 1.0455 | 0.10455 |  | TRUE
1000178 | Токтогульская ГЭС - СШ 500 кВ | v | bus | 2921 | 1.008 | 0.1008 |  | TRUE
1000179 | ПС 220 кВ Янко (т) - СШ 220 кВ | v | bus | 153 | 0.001 | 0.1 |  | TRUE
1000180 | ПС 220 кВ Буран - СШ 220 кВ | v | bus | 173 | 1.0732 | 0.10732 |  | TRUE
1000181 | ПС 220 кВ Уголки (т) - СШ 220 кВ | v | bus | 156 | 0.001 | 0.1 |  | TRUE
1000182 | ПС 220 кВ Куйбышевская - СШ 220 кВ | v | bus | 157 | 1.075 | 0.1075 |  | TRUE
1000183 | ПС 1150 кВ Кокшетауская - СШ 220 кВ | v | bus | 176 | 1.0636 | 0.10636 |  | TRUE
1000184 | ПС 220 кВ Перекатная (т) - СШ 220 кВ | v | bus | 172 | 0.001 | 0.1 |  | TRUE
1000185 | ПС 500 кВ Курган - СШ 500 кВ | v | bus | 4727 | 1.026 | 0.1026 |  | TRUE
1000186 | ПС 500 кВ Шу - СШ 500 кВ | v | bus | 9932 | 1.0231 | 0.10231 |  | TRUE
1000187 | ПС 500 кВ Смеловская - СШ 500 кВ | v | bus | 10003 | 1.0243 | 0.10243 |  | TRUE
1000188 | ПС 220 кВ БГОК - СШ 220 кВ | v | bus | 62 | 0.001 | 0.1 |  | TRUE
1000189 | ПС 220 кВ Коян-коз - СШ 220 кВ | v | bus | 953 | 0.001 | 0.1 |  | TRUE
1000190 | Шымкентская ТЭЦ-3 - СШ 220 кВ | v | bus | 813 | 0.001 | 0.1 |  | TRUE
1000191 | ПС 500 кВ Барнаульская - СШ 220 кВ | v | bus | 1640 | 1.0506 | 0.10506 |  | TRUE
1000192 | ПС 220 кВ РУ-6 - СШ 220 кВ | v | bus | 869 | 1.042 | 0.1042 |  | TRUE
1000193 | ПС 500 кВ Актогай - СШ 500 кВ | v | bus | 986 | 1.0338 | 0.10338 |  | TRUE
1000194 | Мойнакская ГЭС - СШ 220 кВ | v | bus | 935 | 1.075 | 0.1075 |  | TRUE
1000195 | ПС 1150 кВ Алтай - СШ 500 кВ | v | bus | 1660 | 1.0308 | 0.10308 |  | TRUE
1000196 | ПС 500 кВ Рубцовская - СШ 220 кВ | v | bus | 1622 | 1.0862 | 0.10862 |  | TRUE
1000197 | ПС 500 кВ Барабинская - СШ 500 кВ | v | bus | 9917 | 1.0306 | 0.10306 |  | TRUE
1000198 | ПС 500 кВ Курчатовская - СШ 500 кВ | v | bus | 10002 | 1.0182 | 0.10182 |  | TRUE
1000199 | ПС 500 кВ Исеть - СШ 500 кВ | v | bus | 10001 | 1.0191 | 0.10191 |  | TRUE
1000200 | ВЭС Ерейментау - СШ 220 кВ | v | bus | 155 | 1.0639 | 0.10639 |  | TRUE
1000201 | СЭС Бурное - СШ 220 кВ | v | bus | 810 | 1.0739 | 0.10739 |  | TRUE
1000202 | Южноуральская ГРЭС-2 - СШ 500 кВ | v | bus | 10000 | 1.0137 | 0.10137 |  | TRUE
1000203 | ПС 500 кВ Кемин - СШ 220 кВ | v | bus | 2952 | 0.001 | 0.1 |  | TRUE
1000204 | ПС 500 кВ Восход - СШ 220 кВ | v | bus | 1854 | 1.0694 | 0.10694 |  | TRUE
1000205 | ПС 500 кВ Восход - СШ 500 кВ | v | bus | 1853 | 1.0231 | 0.10231 |  | TRUE
1000206 | ПС 500 кВ Витязь - СШ 500 кВ | v | bus | 1852 | 1.0183 | 0.10183 |  | TRUE
1000207 | ПС 500 кВ Кемин - СШ 500 кВ | v | bus | 2951 | 1.008 | 0.1008 |  | TRUE
1000208 | Акмолинская ТЭЦ-2 - СШ 220 кВ | v | bus | 108 | 1.0735 | 0.10735 |  | TRUE
1000209 | ПС 500 кВ Датка - СШ 500 кВ | v | bus | 2950 | 1.002 | 0.1002 |  | TRUE
1000210 | ПС 220 кВ Ерменсай - СШ 220 кВ | v | bus | 942 | 1.0664 | 0.10664 |  | TRUE
1000211 | ПС 500 кВ Новокузнецкая - СШ 500 кВ | v | bus | 1638 | 1.0357 | 0.10357 |  | TRUE
1000212 | ПС 1150 кВ Итатская - СШ 500 кВ | v | bus | 1636 | 1.0428 | 0.10428 |  | TRUE
1000213 | ПС 500 кВ Юрга - СШ 500 кВ | v | bus | 1632 | 1.0317 | 0.10317 |  | TRUE
1000214 | ПС 500 кВ Барабинская - СШ 220 кВ | v | bus | 1671 | 1.0622 | 0.10622 |  | TRUE
1000215 | ПС 500 кВ Ново-Анжерская - СШ 500 кВ | v | bus | 1633 | 1.0244 | 0.10244 |  | TRUE
1000216 | Беловская ГРЭС - СШ 500 кВ | v | bus | 1637 | 1.0135 | 0.10135 |  | TRUE
1000217 | ПС 500 кВ Кузбасская - СШ 500 кВ | v | bus | 1652 | 1.0257 | 0.10257 |  | TRUE
1000218 | ВЭС Экспо - СШ 220 кВ | v | bus | 188 | 1.1052 | 0.11052 |  | TRUE
1000219 | СЭС Капчагай - СШ 220 кВ | v | bus | 946 | 1.0733 | 0.10733 |  | TRUE
1000220 | СЭС Байконыр - СШ 220 кВ | v | bus | 872 | 0.001 | 0.1 |  | TRUE
1000221 | ПС 220 кВ Бадам (т) - СШ 220 кВ | v | bus | 836 | 0.001 | 0.1 |  | TRUE
1000222 | ПС 220 кВ Бурное-тяга (т) - СШ 220 кВ | v | bus | 816 | 0.001 | 0.1 |  | TRUE
1000223 | ПС 220 кВ Жидели (т) - СШ 220 кВ | v | bus | 931 | 0.001 | 0.1 |  | TRUE
1000224 | ПС 220 кВ Мынарал (т) - СШ 220 кВ | v | bus | 924 | 0.001 | 0.1 |  | TRUE
1000225 | ПС 220 кВ Кара-Мурын (т) - СШ 220 кВ | v | bus | 450 | 0.001 | 0.1 |  | TRUE
1000226 | ПС 220 кВ НС-7 - СШ 220 кВ | v | bus | 37 | 0.001 | 0.1 |  | TRUE
1000227 | ПС 220 кВ Сары-Оба (т) - СШ 220 кВ | v | bus | 169 | 0.001 | 0.1 |  | TRUE
1000228 | ПС 220 кВ Ельтай (т) - СШ 220 кВ | v | bus | 178 | 0.001 | 0.1 |  | TRUE
1000229 | ПС 220 кВ ОП-80 (т) - СШ 220 кВ | v | bus | 165 | 0.001 | 0.1 |  | TRUE
1000230 | ПС 220 кВ Челгаши (т) - СШ 220 кВ | v | bus | 585 | 0.001 | 0.1 |  | TRUE
1000231 | СЭС Жалагаш - СШ 220 кВ | v | bus | 866 | 0.001 | 0.1 |  | TRUE
1000232 | ПС 500 кВ Томская - СШ 500 кВ | v | bus | 1651 | 0.001 | 0.1 |  | TRUE
1000233 | ПС 500 кВ Актогай - СШ 220 кВ | v | bus | 223 | 0.001 | 0.1 |  | TRUE
2000001 | ПС 220 кВ Чернозубовка - СШ 220 кВ | p | bus | 186 | 0.001 | 0.1 |  | TRUE
2000002 | ПС 500 кВ Талдыкорган - СШ 220 кВ | p | bus | 988 | 0.001 | 0.1 |  | TRUE
2000003 | ПС 220 кВ Коунрад - СШ 220 кВ | p | bus | 481 | 0.001 | 0.1 |  | TRUE
2000004 | ПС 220 кВ Коунрад - СШ 110 кВ | p | bus | 482 | 0.001 | 0.1 |  | TRUE
2000005 | Карагандинская ТЭЦ-3 - СШ 220 кВ | p | bus | 383 | 543.92 | 54.392 |  | TRUE
2000006 | ПС 500 кВ Талдыкорган - СШ 500 кВ | p | bus | 987 | 0.001 | 0.1 |  | TRUE
2000007 | ПС 220 кВ Металлургическая - СШ 220 кВ | p | bus | 384 | 393.06 | 39.306 |  | TRUE
2000008 | ПС 500 кВ Семей - СШ 500 кВ | p | bus | 980 | 0.001 | 0.1 |  | TRUE
2000009 | отпайка Л-2278 | p | bus | 314 | 0.001 | 0.1 |  | TRUE
2000010 | ПС 500 кВ Семей - СШ 220 кВ | p | bus | 981 | 0.001 | 0.1 |  | TRUE
2000011 | отпайка Л-2288 | p | bus | 315 | 0.001 | 0.1 |  | TRUE
2000012 | ПС 500 кВ Тюмень - СШ 500 кВ | p | bus | 4730 | 0.001 | 0.1 |  | TRUE
2000013 | ПС 500 кВ Беркут - СШ 500 кВ | p | bus | 4728 | 0.001 | 0.1 |  | TRUE
2000014 | Ириклинская ГРЭС - СШ 500 кВ | p | bus | 4790 | 513.1 | 51.31 |  | TRUE
2000015 | Троицкая ГРЭС - СШ 220 кВ | p | bus | 4798 | 32.92 | 3.292 |  | TRUE
2000016 | Троицкая ГРЭС - СШ 500 кВ | p | bus | 4799 | 0 | 0.1 |  | TRUE
2000017 | ПС 500 кВ ЕГПП - СШ 220 кВ | p | bus | 170 | 0.001 | 0.1 |  | TRUE
2000018 | ПС 500 кВ ЕГПП - СШ 500 кВ | p | bus | 180 | 0.001 | 0.1 |  | TRUE
2000019 | ПС 1150 кВ Кокшетауская - СШ 500 кВ | p | bus | 175 | 0.001 | 0.1 |  | TRUE
2000020 | ПС 500 кВ Козырево - СШ 500 кВ | p | bus | 4703 | 0.001 | 0.1 |  | TRUE
2000021 | Рефтинская ГРЭС - СШ 500 кВ | p | bus | 4702 | 2114.1 | 211.41 |  | TRUE
2000022 | ПС 500 кВ Южная - СШ 500 кВ | p | bus | 4701 | 0.001 | 0.1 |  | TRUE
2000023 | ПС 220 кВ Апановка (т) - СШ 220 кВ | p | bus | 573 | 0.001 | 0.1 |  | TRUE
2000024 | ПС 220 кВ Лисаковская - СШ 220 кВ | p | bus | 574 | 0.001 | 0.1 |  | TRUE
2000025 | ПС 500 кВ Сокол - СШ 220 кВ | p | bus | 575 | 0.001 | 0.1 |  | TRUE
2000026 | ПС 500 кВ Сокол - СШ 500 кВ | p | bus | 576 | 0.001 | 0.1 |  | TRUE
2000027 | ПС 500 кВ Житикара - СШ 500 кВ | p | bus | 577 | 0.001 | 0.1 |  | TRUE
2000028 | ПС 500 кВ Житикара - СШ 110 кВ | p | bus | 578 | 0.001 | 0.1 |  | TRUE
2000029 | ПС 500 кВ Приваловская - СШ 500 кВ | p | bus | 10004 | 0.001 | 0.1 |  | TRUE
2000030 | ПС 500 кВ Шагол - СШ 500 кВ | p | bus | 4782 | 0.001 | 0.1 |  | TRUE
2000031 | ПС 500 кВ Бекетово - СШ 500 кВ | p | bus | 4709 | 0.001 | 0.1 |  | TRUE
2000032 | ПС 500 кВ Заря - СШ 500 кВ | p | bus | 1631 | 0.001 | 0.1 |  | TRUE
2000033 | ПС 220 кВ Качары - СШ 220 кВ | p | bus | 582 | 0.001 | 0.1 |  | TRUE
2000034 | ПС 500 кВ Магнитогорская - СШ 500 кВ | p | bus | 4785 | 0.001 | 0.1 |  | TRUE
2000035 | ПС 1150 кВ Костанайская - СШ 500 кВ | p | bus | 590 | 0.001 | 0.1 |  | TRUE
2000036 | ПС 1150 кВ Костанайская - СШ 220 кВ | p | bus | 592 | 0.001 | 0.1 |  | TRUE
2000037 | ПС 220 кВ Центральная - СШ 220 кВ | p | bus | 593 | 0.001 | 0.1 |  | TRUE
2000038 | ПС 220 кВ Сарбайская - СШ 220 кВ | p | bus | 594 | 149 | 14.9 |  | TRUE
2000039 | ПС 220 кВ Приуральская - СШ 220 кВ | p | bus | 595 | 0.001 | 0.1 |  | TRUE
2000040 | ПС 500 кВ Златоуст - СШ 500 кВ | p | bus | 4715 | 0.001 | 0.1 |  | TRUE
2000041 | ПС 500 кВ Кропачево - СШ 500 кВ | p | bus | 4714 | 0.001 | 0.1 |  | TRUE
2000042 | ПС 500 кВ Уфимская - СШ 500 кВ | p | bus | 4712 | 0.001 | 0.1 |  | TRUE
2000043 | ПС 220 кВ Заречная - СШ 220 кВ | p | bus | 596 | 0.001 | 0.1 |  | TRUE
2000044 | ПС 1150 кВ Челябинская - СШ 500 кВ | p | bus | 4705 | 0.001 | 0.1 |  | TRUE
2000045 | ПС 220 кВ ПС-51 - СШ 220 кВ | p | bus | 251 | 0.001 | 0.1 |  | TRUE
2000046 | ЭГРЭС-1 - СШ 500 кВ | p | bus | 25 | 0.001 | 0.1 |  | TRUE
2000047 | ПС 1150 кВ Экибастузская - СШ 500 кВ | p | bus | 26 | 0.001 | 0.1 |  | TRUE
2000048 | ЭГРЭС-2 - СШ 500 кВ | p | bus | 28 | 0.001 | 0.1 |  | TRUE
2000049 | ЭГРЭС-2 - СШ 220 кВ | p | bus | 29 | 0.001 | 0.1 |  | TRUE
2000050 | ЕЭК Блоки 5,6,7,8 | p | bus | 30 | 700.74 | 70.074 |  | TRUE
2000051 | ЕЭК - СШ 500 кВ | p | bus | 31 | 0.001 | 0.1 |  | TRUE
2000052 | ЕЭК Блоки 2,3,4 | p | bus | 32 | 765.58 | 76.558 |  | TRUE
2000053 | ЕЭК - СШ 220 кВ | p | bus | 33 | 0.001 | 0.1 |  | TRUE
2000054 | ПС 220 кВ Калкаман - СШ 220 кВ | p | bus | 36 | 0.001 | 0.1 |  | TRUE
2000055 | ПС 220 кВ Экибастузская - СШ 220 кВ | p | bus | 38 | 0.001 | 0.1 |  | TRUE
2000056 | ЭГРЭС-1 - СШ 220 кВ | p | bus | 39 | 0.001 | 0.1 |  | TRUE
2000057 | ЭГРЭС-1 Блок 2 | p | bus | 50 | 496.8 | 49.68 |  | TRUE
2000058 | ЭГРЭС-1 Блоки 3,4,5,6,7,8 | p | bus | 51 | 2440.2 | 244.02 |  | TRUE
2000059 | ПС 220 кВ ЭПК - СШ 220 кВ | p | bus | 53 | 0.001 | 0.1 |  | TRUE
2000060 | ПС 220 кВ ЦРМЗ - СШ 220 кВ | p | bus | 54 | 0.001 | 0.1 |  | TRUE
2000061 | ПС 220 кВ Строительная -2 - СШ 220 кВ | p | bus | 56 | 0.001 | 0.1 |  | TRUE
2000062 | ПС 220 кВ Уленты (т) - СШ 220 кВ | p | bus | 58 | 0.001 | 0.1 |  | TRUE
2000063 | ПС 220 кВ Бозщаколь (т) - СШ 220 кВ | p | bus | 59 | 0.001 | 0.1 |  | TRUE
2000064 | ЭГРЭС-2 Блоки 1,2 | p | bus | 60 | 940.69 | 94.069 |  | TRUE
2000065 | ПС 220 кВ Таскудык (т) - СШ 220 кВ | p | bus | 61 | 0.001 | 0.1 |  | TRUE
2000066 | ПС 500 кВ Нура - СШ 500 кВ | p | bus | 325 | 0.001 | 0.1 |  | TRUE
2000067 | ПС 500 кВ ЦГПП - СШ 500 кВ | p | bus | 129 | 0.001 | 0.1 |  | TRUE
2000068 | ПС 220 кВ Ерментау (т) - СШ 220 кВ | p | bus | 166 | 0.001 | 0.1 |  | TRUE
2000069 | ПС 500 кВ Рубцовская - СШ 500 кВ | p | bus | 1621 | 0.001 | 0.1 |  | TRUE
2000070 | ПС 500 кВ Таврическая - СШ 500 кВ | p | bus | 1817 | 0.001 | 0.1 |  | TRUE
2000071 | ПС 500 кВ Иртышская - СШ 500 кВ | p | bus | 1850 | 0.001 | 0.1 |  | TRUE
2000072 | ПС 500 кВ КЭЗ - СШ 500 кВ | p | bus | 27 | 0.001 | 0.1 |  | TRUE
2000073 | ПС 220 кВ ПС-14 - СШ 220 кВ | p | bus | 214 | 0.001 | 0.1 |  | TRUE
2000074 | ПС 220 кВ ПС-18 - СШ 220 кВ | p | bus | 218 | 0.001 | 0.1 |  | TRUE
2000075 | Шульбинская ГЭС - СШ 220 кВ | p | bus | 220 | 0.001 | 0.1 |  | TRUE
2000076 | ПС 500 кВ Усть-каменогорская - СШ 500 кВ | p | bus | 240 | 0.001 | 0.1 |  | TRUE
2000077 | ПС 500 кВ Усть-Каменогорская - СШ 220 кВ | p | bus | 241 | 1039.1 | 103.91 |  | TRUE
2000078 | Шульбинская ГЭС - СШ 13,8 кВ | p | bus | 221 | 127.2 | 12.72 |  | TRUE
2000079 | ПС 220 кВ Шоптыколь (т) - СШ 220 кВ | p | bus | 101 | 0.001 | 0.1 |  | TRUE
2000080 | ПС 220 кВ Батыс - СШ 220 кВ | p | bus | 102 | 0.001 | 0.1 |  | TRUE
2000081 | ПС 220 кВ Достык - СШ 220 кВ | p | bus | 103 | 0.001 | 0.1 |  | TRUE
2000082 | ПС 220 кВ Шыгыс - СШ 220 кВ | p | bus | 104 | 0.001 | 0.1 |  | TRUE
2000083 | ПС 220 кВ Осакаровка - СШ 220 кВ | p | bus | 306 | 0.001 | 0.1 |  | TRUE
2000084 | ПС 220 кВ Cарань - СШ 220 кВ | p | bus | 308 | 0.001 | 0.1 |  | TRUE
2000085 | ПС 220 кВ НС-19 - СШ 220 кВ | p | bus | 309 | 0.001 | 0.1 |  | TRUE
2000086 | ПС 500 кВ Нура - СШ 220 кВ | p | bus | 310 | 0.001 | 0.1 |  | TRUE
2000087 | ГРЭС-2 Топар - СШ 220 кВ | p | bus | 355 | 413.3 | 41.33 |  | TRUE
2000088 | ПС 220 кВ Айса (т) - СШ 220 кВ | p | bus | 452 | 0.001 | 0.1 |  | TRUE
2000089 | ПС 220 кВ Жана-арка - СШ 220 кВ | p | bus | 453 | 0.001 | 0.1 |  | TRUE
2000090 | ПС 220 кВ Барсенгир - СШ 220 кВ | p | bus | 454 | 0.001 | 0.1 |  | TRUE
2000091 | ПС 220 кВ Кумколь СШ 110кВ | p | bus | 455 | 144.69 | 14.469 |  | TRUE
2000092 | ПС 220 кВ Кайракты - СШ 220 кВ | p | bus | 457 | 0.001 | 0.1 |  | TRUE
2000093 | Жезказган ТЭЦ - СШ 220 кВ | p | bus | 463 | 211.89 | 21.189 |  | TRUE
2000094 | ПС 220 кВ Никольская - СШ 220 кВ | p | bus | 464 | 0.001 | 0.1 |  | TRUE
2000095 | ПС 220 кВ Kаражал - СШ 220 кВ | p | bus | 465 | 0.001 | 0.1 |  | TRUE
2000096 | ПС 500 кВ Жезказган - СШ 220 кВ | p | bus | 466 | 0.001 | 0.1 |  | TRUE
2000097 | ПС 220 кВ Кумколь - СШ 220 кВ | p | bus | 467 | 0.001 | 0.1 |  | TRUE
2000098 | ПС 500 кВ Агадырь - СШ 220 кВ | p | bus | 468 | 0.001 | 0.1 |  | TRUE
2000099 | ПС 500 кВ Агадырь - СШ 500 кВ | p | bus | 469 | 0.001 | 0.1 |  | TRUE
2000100 | Балхашская ТЭЦ СШ 110кВ | p | bus | 471 | 148.54 | 14.854 |  | TRUE
2000101 | ПС 220 кВ Балхашская СШ 110кВ | p | bus | 472 | 0.001 | 0.1 |  | TRUE
2000102 | ПС 220 кВ Балхашская - СШ 220 кВ | p | bus | 473 | 0.001 | 0.1 |  | TRUE
2000103 | ПС 220 кВ Акчатау - СШ 220 кВ | p | bus | 474 | 0.001 | 0.1 |  | TRUE
2000104 | ПС 220 кВ Mоинты (т) - СШ 220 кВ | p | bus | 475 | 0.001 | 0.1 |  | TRUE
2000105 | ПС 500 кВ Жезказган - СШ 500 кВ | p | bus | 480 | 0.001 | 0.1 |  | TRUE
2000106 | ПС 500 кВ ЮКГРЭС - СШ 500 кВ | p | bus | 900 | 0.001 | 0.1 |  | TRUE
2000107 | ПС 500 кВ Фрунзе - СШ 500 кВ | p | bus | 2919 | 0.001 | 0.1 |  | TRUE
2000108 | ПС 500 кВ ЮКГРЭС - СШ 220 кВ | p | bus | 901 | 0.001 | 0.1 |  | TRUE
2000109 | ПС 500 кВ Алматы - СШ 500 кВ | p | bus | 902 | 0.001 | 0.1 |  | TRUE
2000110 | ПС 500 кВ Алма - СШ 500 кВ | p | bus | 938 | 0.001 | 0.1 |  | TRUE
2000111 | ПС 500 кВ Алматы - СШ 220 кВ | p | bus | 903 | 0.001 | 0.1 |  | TRUE
2000112 | ПС 500 кВ Алма - СШ 220 кВ | p | bus | 939 | 0.001 | 0.1 |  | TRUE
2000113 | Алматинская ТЭЦ-3 - СШ 220 кВ | p | bus | 904 | 139 | 13.9 |  | TRUE
2000114 | ПС 220 кВ Робот - СШ 220 кВ | p | bus | 907 | 0.001 | 0.1 |  | TRUE
2000115 | ПС 220 кВ Бесагаш - СШ 220 кВ | p | bus | 940 | 0.001 | 0.1 |  | TRUE
2000116 | ПС 220 кВ ПС-62А - СШ 220 кВ | p | bus | 908 | 0.001 | 0.1 |  | TRUE
2000117 | Капшагайская ГЭС - СШ 220 кВ | p | bus | 909 | 50.0019 | 5.0002 |  | TRUE
2000118 | ПС 220 кВ Шелек - СШ 220 кВ | p | bus | 911 | 0.001 | 0.1 |  | TRUE
2000119 | ПС 220 кВ ПС-7А (Алм) - СШ 220 кВ | p | bus | 912 | 0.001 | 0.1 |  | TRUE
2000120 | ПС 220 кВ ПС-7А (Алм) - СШ 110 кВ | p | bus | 913 | 442.23 | 44.223 |  | TRUE
2000121 | ПС 220 кВ Западная - СШ 220 кВ | p | bus | 918 | 0.001 | 0.1 |  | TRUE
2000122 | ПС 220 кВ Шыганак (т) - СШ 220 кВ | p | bus | 925 | 0.001 | 0.1 |  | TRUE
2000123 | ПС 220 кВ Сары-озек - СШ 220 кВ | p | bus | 950 | 0.001 | 0.1 |  | TRUE
2000124 | ПС 220 кВ Талдыкорганская - СШ 220 кВ | p | bus | 951 | 0.001 | 0.1 |  | TRUE
2000125 | ПС 220 кВ Главная - СШ 220 кВ | p | bus | 2916 | 385.2 | 38.52 |  | TRUE
2000126 | ПС 220 кВ Медеу (т) - СШ 220 кВ | p | bus | 928 | 0.001 | 0.1 |  | TRUE
2000127 | ПС 220 кВ Таугуль - СШ 220 кВ | p | bus | 929 | 0.001 | 0.1 |  | TRUE
2000128 | ПС 500 кВ Шу - СШ 220 кВ | p | bus | 932 | 0.001 | 0.1 |  | TRUE
2000129 | ПС 220 кВ Аспара (т) - СШ 220 кВ | p | bus | 814 | 0.001 | 0.1 |  | TRUE
2000130 | ПС 500 кВ Жамбыл - СШ 500 кВ | p | bus | 800 | 0.001 | 0.1 |  | TRUE
2000131 | ПС 500 кВ Жамбыл - СШ 220 кВ | p | bus | 801 | 0.001 | 0.1 |  | TRUE
2000132 | ПС 220 кВ Бурное - СШ 220 кВ | p | bus | 802 | 0.001 | 0.1 |  | TRUE
2000133 | ПС 220 кВ Каратау - СШ 220 кВ | p | bus | 803 | 0.001 | 0.1 |  | TRUE
2000134 | ПС 220 кВ Опорная - СШ 220 кВ | p | bus | 804 | 0.001 | 0.1 |  | TRUE
2000135 | Жамбылская ГРЭС - СШ 220 кВ | p | bus | 805 | 358.21 | 35.821 |  | TRUE
2000136 | ПС 220 кВ Мерке - СШ 220 кВ | p | bus | 809 | 0.001 | 0.1 |  | TRUE
2000137 | ПС 220 кВ Жамбыл-тяга (т) - СШ 220 кВ | p | bus | 815 | 0.001 | 0.1 |  | TRUE
2000138 | ПС 500 кВ Шымкент - СШ 500 кВ | p | bus | 830 | 0.001 | 0.1 |  | TRUE
2000139 | ПС 500 кВ Шымкент - СШ 220 кВ | p | bus | 831 | 0.001 | 0.1 |  | TRUE
2000140 | ПС 220 кВ Сас-тюбе - СШ 220 кВ | p | bus | 834 | 0.001 | 0.1 |  | TRUE
2000141 | ПС 220 кВ Ванновка - СШ 220 кВ | p | bus | 835 | 0.001 | 0.1 |  | TRUE
2000142 | ПС 220 кВ Жылга (т) - СШ 220 кВ | p | bus | 839 | 0.001 | 0.1 |  | TRUE
2000143 | ПС 220 кВ Кентау - СШ 220 кВ | p | bus | 840 | 0.001 | 0.1 |  | TRUE
2000144 | ПС 220 кВ Шолак-корган - СШ 220 кВ | p | bus | 841 | 0.001 | 0.1 |  | TRUE
2000145 | ПС 220 кВ Шымкентская - СШ 220 кВ | p | bus | 843 | 0.001 | 0.1 |  | TRUE
2000146 | ПС 220 кВ Кызылсай (т) - СШ 220 кВ | p | bus | 845 | 0.001 | 0.1 |  | TRUE
2000147 | ПС 220 кВ ГНПС - СШ 220 кВ | p | bus | 846 | 0.001 | 0.1 |  | TRUE
2000148 | Кызылординская ТЭЦ - СШ 220 кВ | p | bus | 860 | 59.39 | 5.939 |  | TRUE
2000149 | отпайка Л-2019 | p | bus | 861 | 0.001 | 0.1 |  | TRUE
2000150 | ПС 220 кВ Кызылординская - СШ 220 кВ | p | bus | 862 | 0.001 | 0.1 |  | TRUE
2000151 | ПС 220 кВ Шиели - СШ 220 кВ | p | bus | 863 | 0.001 | 0.1 |  | TRUE
2000152 | ПС 220 кВ Жанакорган - СШ 220 кВ | p | bus | 865 | 0.001 | 0.1 |  | TRUE
2000153 | ПС 500 кВ Фрунзе - СШ 220 кВ | p | bus | 2918 | 0.001 | 0.1 |  | TRUE
2000154 | Ташкентская ГРЭС - СШ 500 кВ | p | bus | 2924 | 0.001 | 0.1 |  | TRUE
2000155 | Ташкентская ГРЭС - СШ 220 кВ | p | bus | 2925 | 640 | 64 |  | TRUE
2000156 | ПС 220 кВ ГПП-2 - СШ 220 кВ | p | bus | 5957 | 0.001 | 0.1 |  | TRUE
2000157 | ПС 500 кВ Таврическая - СШ 220 кВ | p | bus | 1816 | 0.001 | 0.1 |  | TRUE
2000158 | ПС 500 кВ Иртышская - СШ 220 кВ | p | bus | 1851 | 0.001 | 0.1 |  | TRUE
2000159 | ПС 220 кВ Миргалимсай - СШ 220 кВ | p | bus | 842 | 0.001 | 0.1 |  | TRUE
2000160 | ПС 220 кВ Еркеншилик (т) - СШ 220 кВ | p | bus | 167 | 0.001 | 0.1 |  | TRUE
2000161 | ПС 220 кВ Жолымбет - СШ 220 кВ | p | bus | 123 | 0.001 | 0.1 |  | TRUE
2000162 | ПС 500 кВ ЦГПП - СШ 110 кВ | p | bus | 124 | 0.001 | 0.1 |  | TRUE
2000163 | ПС 220 кВ Танкерис (т) - СШ 220 кВ | p | bus | 179 | 0.001 | 0.1 |  | TRUE
2000164 | ПС 220 кВ Бурабай (т) - СШ 220 кВ | p | bus | 126 | 0.001 | 0.1 |  | TRUE
2000165 | ПС 500 кВ ЦГПП - СШ 220 кВ | p | bus | 130 | 0.001 | 0.1 |  | TRUE
2000166 | ПС 220 кВ Жалтыр (т) - СШ 220 кВ | p | bus | 132 | 0.001 | 0.1 |  | TRUE
2000167 | ПС 220 кВ Атбасар - СШ 220 кВ | p | bus | 134 | 0.001 | 0.1 |  | TRUE
2000168 | ПС 220 кВ КГПП - СШ 220 кВ | p | bus | 135 | 0.001 | 0.1 |  | TRUE
2000169 | ПС 220 кВ Красноармейская - СШ 220 кВ | p | bus | 159 | 0.001 | 0.1 |  | TRUE
2000170 | ПС 220 кВ Киялы - СШ 220 кВ | p | bus | 136 | 0.001 | 0.1 |  | TRUE
2000171 | ПС 500 кВ Барнаул - СШ 500 кВ | p | bus | 1630 | 0.001 | 0.1 |  | TRUE
2000172 | ПС 220 кВ Смирново - СШ 220 кВ | p | bus | 143 | 0.001 | 0.1 |  | TRUE
2000173 | Петропавловская ТЭЦ-2 - СШ 220 кВ | p | bus | 144 | 326.24 | 32.624 |  | TRUE
2000174 | ПС 500 кВ Аврора - СШ 500 кВ | p | bus | 147 | 0.001 | 0.1 |  | TRUE
2000175 | ПС 500 кВ Аврора - СШ 220 кВ | p | bus | 148 | 0.001 | 0.1 |  | TRUE
2000176 | ПС 220 кВ Макинск - СШ 220 кВ | p | bus | 150 | 0.001 | 0.1 |  | TRUE
2000177 | ПС 220 кВ Степная - СШ 220 кВ | p | bus | 151 | 59 | 5.9 |  | TRUE
2000178 | Токтогульская ГЭС - СШ 500 кВ | p | bus | 2921 | 474 | 47.4 |  | TRUE
2000179 | ПС 220 кВ Янко (т) - СШ 220 кВ | p | bus | 153 | 0.001 | 0.1 |  | TRUE
2000180 | ПС 220 кВ Буран - СШ 220 кВ | p | bus | 173 | 0.001 | 0.1 |  | TRUE
2000181 | ПС 220 кВ Уголки (т) - СШ 220 кВ | p | bus | 156 | 0.001 | 0.1 |  | TRUE
2000182 | ПС 220 кВ Куйбышевская - СШ 220 кВ | p | bus | 157 | 0.001 | 0.1 |  | TRUE
2000183 | ПС 1150 кВ Кокшетауская - СШ 220 кВ | p | bus | 176 | 0.001 | 0.1 |  | TRUE
2000184 | ПС 220 кВ Перекатная (т) - СШ 220 кВ | p | bus | 172 | 0.001 | 0.1 |  | TRUE
2000185 | ПС 500 кВ Курган - СШ 500 кВ | p | bus | 4727 | 0.001 | 0.1 |  | TRUE
2000186 | ПС 500 кВ Шу - СШ 500 кВ | p | bus | 9932 | 0.001 | 0.1 |  | TRUE
2000187 | ПС 500 кВ Смеловская - СШ 500 кВ | p | bus | 10003 | 0.001 | 0.1 |  | TRUE
2000188 | ПС 220 кВ БГОК - СШ 220 кВ | p | bus | 62 | 0.001 | 0.1 |  | TRUE
2000189 | ПС 220 кВ Коян-коз - СШ 220 кВ | p | bus | 953 | 0.001 | 0.1 |  | TRUE
2000190 | Шымкентская ТЭЦ-3 - СШ 220 кВ | p | bus | 813 | 0 | 0.1 |  | TRUE
2000191 | ПС 500 кВ Барнаульская - СШ 220 кВ | p | bus | 1640 | 0.001 | 0.1 |  | TRUE
2000192 | ПС 220 кВ РУ-6 - СШ 220 кВ | p | bus | 869 | 0.001 | 0.1 |  | TRUE
2000193 | ПС 500 кВ Актогай - СШ 500 кВ | p | bus | 986 | 0.001 | 0.1 |  | TRUE
2000194 | Мойнакская ГЭС - СШ 220 кВ | p | bus | 935 | 0.35 | 0.035 |  | TRUE
2000195 | ПС 1150 кВ Алтай - СШ 500 кВ | p | bus | 1660 | 0.001 | 0.1 |  | TRUE
2000196 | ПС 500 кВ Рубцовская - СШ 220 кВ | p | bus | 1622 | 0.001 | 0.1 |  | TRUE
2000197 | ПС 500 кВ Барабинская - СШ 500 кВ | p | bus | 9917 | 0.001 | 0.1 |  | TRUE
2000198 | ПС 500 кВ Курчатовская - СШ 500 кВ | p | bus | 10002 | 867.2 | 86.72 |  | TRUE
2000199 | ПС 500 кВ Исеть - СШ 500 кВ | p | bus | 10001 | 0.001 | 0.1 |  | TRUE
2000200 | ВЭС Ерейментау - СШ 220 кВ | p | bus | 155 | 0.001 | 0.1 |  | TRUE
2000201 | СЭС Бурное - СШ 220 кВ | p | bus | 810 | 0.001 | 0.1 |  | TRUE
2000202 | Южноуральская ГРЭС-2 - СШ 500 кВ | p | bus | 10000 | 0.001 | 0.1 |  | TRUE
2000203 | ПС 500 кВ Кемин - СШ 220 кВ | p | bus | 2952 | 0.001 | 0.1 |  | TRUE
2000204 | ПС 500 кВ Восход - СШ 220 кВ | p | bus | 1854 | 0.001 | 0.1 |  | TRUE
2000205 | ПС 500 кВ Восход - СШ 500 кВ | p | bus | 1853 | 0.001 | 0.1 |  | TRUE
2000206 | ПС 500 кВ Витязь - СШ 500 кВ | p | bus | 1852 | 0.001 | 0.1 |  | TRUE
2000207 | ПС 500 кВ Кемин - СШ 500 кВ | p | bus | 2951 | 0.001 | 0.1 |  | TRUE
2000208 | Акмолинская ТЭЦ-2 - СШ 220 кВ | p | bus | 108 | 542.3 | 54.23 |  | TRUE
2000209 | ПС 500 кВ Датка - СШ 500 кВ | p | bus | 2950 | 0.001 | 0.1 |  | TRUE
2000210 | ПС 220 кВ Ерменсай - СШ 220 кВ | p | bus | 942 | 0.001 | 0.1 |  | TRUE
2000211 | ПС 500 кВ Новокузнецкая - СШ 500 кВ | p | bus | 1638 | 0.001 | 0.1 |  | TRUE
2000212 | ПС 1150 кВ Итатская - СШ 500 кВ | p | bus | 1636 | 0.001 | 0.1 |  | TRUE
2000213 | ПС 500 кВ Юрга - СШ 500 кВ | p | bus | 1632 | 0.001 | 0.1 |  | TRUE
2000214 | ПС 500 кВ Барабинская - СШ 220 кВ | p | bus | 1671 | 0.001 | 0.1 |  | TRUE
2000215 | ПС 500 кВ Ново-Анжерская - СШ 500 кВ | p | bus | 1633 | 0.001 | 0.1 |  | TRUE
2000216 | Беловская ГРЭС - СШ 500 кВ | p | bus | 1637 | 0.001 | 0.1 |  | TRUE
2000217 | ПС 500 кВ Кузбасская - СШ 500 кВ | p | bus | 1652 | 0.001 | 0.1 |  | TRUE
2000218 | ВЭС Экспо - СШ 220 кВ | p | bus | 188 | 0.001 | 0.1 |  | TRUE
2000219 | СЭС Капчагай - СШ 220 кВ | p | bus | 946 | 0.001 | 0.1 |  | TRUE
2000220 | СЭС Байконыр - СШ 220 кВ | p | bus | 872 | 0.001 | 0.1 |  | TRUE
2000221 | ПС 220 кВ Бадам (т) - СШ 220 кВ | p | bus | 836 | 0.001 | 0.1 |  | TRUE
2000222 | ПС 220 кВ Бурное-тяга (т) - СШ 220 кВ | p | bus | 816 | 0.001 | 0.1 |  | TRUE
2000223 | ПС 220 кВ Жидели (т) - СШ 220 кВ | p | bus | 931 | 0.001 | 0.1 |  | TRUE
2000224 | ПС 220 кВ Мынарал (т) - СШ 220 кВ | p | bus | 924 | 0.001 | 0.1 |  | TRUE
2000225 | ПС 220 кВ Кара-Мурын (т) - СШ 220 кВ | p | bus | 450 | 0.001 | 0.1 |  | TRUE
2000226 | ПС 220 кВ НС-7 - СШ 220 кВ | p | bus | 37 | 0.001 | 0.1 |  | TRUE
2000227 | ПС 220 кВ Сары-Оба (т) - СШ 220 кВ | p | bus | 169 | 0.001 | 0.1 |  | TRUE
2000228 | ПС 220 кВ Ельтай (т) - СШ 220 кВ | p | bus | 178 | 0.001 | 0.1 |  | TRUE
2000229 | ПС 220 кВ ОП-80 (т) - СШ 220 кВ | p | bus | 165 | 0.001 | 0.1 |  | TRUE
2000230 | ПС 220 кВ Челгаши (т) - СШ 220 кВ | p | bus | 585 | 0.001 | 0.1 |  | TRUE
2000231 | СЭС Жалагаш - СШ 220 кВ | p | bus | 866 | 0.001 | 0.1 |  | TRUE
2000232 | ПС 500 кВ Томская - СШ 500 кВ | p | bus | 1651 | 0.001 | 0.1 |  | TRUE
2000233 | ПС 500 кВ Актогай - СШ 220 кВ | p | bus | 223 | 0.001 | 0.1 |  | TRUE
2000234 | ПС 220 кВ Чернозубовка - СШ 220 кВ | p | bus | 186 | 0.001 | 0.1 |  | TRUE
2000235 | ПС 500 кВ Талдыкорган - СШ 220 кВ | p | bus | 988 | 0.001 | 0.1 |  | TRUE
2000236 | ПС 220 кВ Коунрад - СШ 220 кВ | p | bus | 481 | 0.001 | 0.1 |  | TRUE
2000237 | ПС 220 кВ Коунрад - СШ 110 кВ | p | bus | 482 | 0.001 | 0.1 |  | TRUE
2000238 | Карагандинская ТЭЦ-3 - СШ 220 кВ | p | bus | 383 | 0.001 | 0.1 |  | TRUE
2000239 | ПС 500 кВ Талдыкорган - СШ 500 кВ | p | bus | 987 | 0.001 | 0.1 |  | TRUE
2000240 | ПС 220 кВ Металлургическая - СШ 220 кВ | p | bus | 384 | 0.001 | 0.1 |  | TRUE
2000241 | ПС 500 кВ Семей - СШ 500 кВ | p | bus | 980 | 0.001 | 0.1 |  | TRUE
2000242 | отпайка Л-2278 | p | bus | 314 | 0.001 | 0.1 |  | TRUE
2000243 | ПС 500 кВ Семей - СШ 220 кВ | p | bus | 981 | 0.001 | 0.1 |  | TRUE
2000244 | отпайка Л-2288 | p | bus | 315 | 0.001 | 0.1 |  | TRUE
2000245 | ПС 500 кВ Тюмень - СШ 500 кВ | p | bus | 4730 | 0.001 | 0.1 |  | TRUE
2000246 | ПС 500 кВ Беркут - СШ 500 кВ | p | bus | 4728 | 322 | 32.2 |  | TRUE
2000247 | Ириклинская ГРЭС - СШ 500 кВ | p | bus | 4790 | 0.001 | 0.1 |  | TRUE
2000248 | Троицкая ГРЭС - СШ 220 кВ | p | bus | 4798 | 0.001 | 0.1 |  | TRUE
2000249 | Троицкая ГРЭС - СШ 500 кВ | p | bus | 4799 | 0.001 | 0.1 |  | TRUE
2000250 | ПС 500 кВ ЕГПП - СШ 220 кВ | p | bus | 170 | -17.21 | 1.721 |  | TRUE
2000251 | ПС 500 кВ ЕГПП - СШ 500 кВ | p | bus | 180 | 0.001 | 0.1 |  | TRUE
2000252 | ПС 1150 кВ Кокшетауская - СШ 500 кВ | p | bus | 175 | 0.001 | 0.1 |  | TRUE
2000253 | ПС 500 кВ Козырево - СШ 500 кВ | p | bus | 4703 | -276.2 | 27.62 |  | TRUE
2000254 | Рефтинская ГРЭС - СШ 500 кВ | p | bus | 4702 | 0.001 | 0.1 |  | TRUE
2000255 | ПС 500 кВ Южная - СШ 500 кВ | p | bus | 4701 | 0.001 | 0.1 |  | TRUE
2000256 | ПС 220 кВ Апановка (т) - СШ 220 кВ | p | bus | 573 | 0.001 | 0.1 |  | TRUE
2000257 | ПС 220 кВ Лисаковская - СШ 220 кВ | p | bus | 574 | -74.53 | 7.453 |  | TRUE
2000258 | ПС 500 кВ Сокол - СШ 220 кВ | p | bus | 575 | -5.92 | 0.592 |  | TRUE
2000259 | ПС 500 кВ Сокол - СШ 500 кВ | p | bus | 576 | 0.001 | 0.1 |  | TRUE
2000260 | ПС 500 кВ Житикара - СШ 500 кВ | p | bus | 577 | -207.25 | 20.725 |  | TRUE
2000261 | ПС 500 кВ Житикара - СШ 110 кВ | p | bus | 578 | 0.001 | 0.1 |  | TRUE
2000262 | ПС 500 кВ Приваловская - СШ 500 кВ | p | bus | 10004 | -71.88 | 7.188 |  | TRUE
2000263 | ПС 500 кВ Шагол - СШ 500 кВ | p | bus | 4782 | 91.04 | 9.104 |  | TRUE
2000264 | ПС 500 кВ Бекетово - СШ 500 кВ | p | bus | 4709 | 0.001 | 0.1 |  | TRUE
2000265 | ПС 500 кВ Заря - СШ 500 кВ | p | bus | 1631 | 0.001 | 0.1 |  | TRUE
2000266 | ПС 220 кВ Качары - СШ 220 кВ | p | bus | 582 | -27.5 | 2.75 |  | TRUE
2000267 | ПС 500 кВ Магнитогорская - СШ 500 кВ | p | bus | 4785 | -349.3 | 34.93 |  | TRUE
2000268 | ПС 1150 кВ Костанайская - СШ 500 кВ | p | bus | 590 | 0.001 | 0.1 |  | TRUE
2000269 | ПС 1150 кВ Костанайская - СШ 220 кВ | p | bus | 592 | 0.001 | 0.1 |  | TRUE
2000270 | ПС 220 кВ Центральная - СШ 220 кВ | p | bus | 593 | -107.03 | 10.703 |  | TRUE
2000271 | ПС 220 кВ Сарбайская - СШ 220 кВ | p | bus | 594 | 0.001 | 0.1 |  | TRUE
2000272 | ПС 220 кВ Приуральская - СШ 220 кВ | p | bus | 595 | 0.001 | 0.1 |  | TRUE
2000273 | ПС 500 кВ Златоуст - СШ 500 кВ | p | bus | 4715 | -219.3 | 21.93 |  | TRUE
2000274 | ПС 500 кВ Кропачево - СШ 500 кВ | p | bus | 4714 | -112.41 | 11.241 |  | TRUE
2000275 | ПС 500 кВ Уфимская - СШ 500 кВ | p | bus | 4712 | 0.001 | 0.1 |  | TRUE
2000276 | ПС 220 кВ Заречная - СШ 220 кВ | p | bus | 596 | -20.5 | 2.05 |  | TRUE
2000277 | ПС 1150 кВ Челябинская - СШ 500 кВ | p | bus | 4705 | 0.001 | 0.1 |  | TRUE
2000278 | ПС 220 кВ ПС-51 - СШ 220 кВ | p | bus | 251 | -10.42 | 1.042 |  | TRUE
2000279 | ЭГРЭС-1 - СШ 500 кВ | p | bus | 25 | 0.001 | 0.1 |  | TRUE
2000280 | ПС 1150 кВ Экибастузская - СШ 500 кВ | p | bus | 26 | 0.001 | 0.1 |  | TRUE
2000281 | ЭГРЭС-2 - СШ 500 кВ | p | bus | 28 | 0.001 | 0.1 |  | TRUE
2000282 | ЭГРЭС-2 - СШ 220 кВ | p | bus | 29 | 0.001 | 0.1 |  | TRUE
2000283 | ЕЭК Блоки 5,6,7,8 | p | bus | 30 | 0.001 | 0.1 |  | TRUE
2000284 | ЕЭК - СШ 500 кВ | p | bus | 31 | 0.001 | 0.1 |  | TRUE
2000285 | ЕЭК Блоки 2,3,4 | p | bus | 32 | 0.001 | 0.1 |  | TRUE
2000286 | ЕЭК - СШ 220 кВ | p | bus | 33 | 0.001 | 0.1 |  | TRUE
2000287 | ПС 220 кВ Калкаман - СШ 220 кВ | p | bus | 36 | 0.001 | 0.1 |  | TRUE
2000288 | ПС 220 кВ Экибастузская - СШ 220 кВ | p | bus | 38 | -101.36 | 10.136 |  | TRUE
2000289 | ЭГРЭС-1 - СШ 220 кВ | p | bus | 39 | 0.001 | 0.1 |  | TRUE
2000290 | ЭГРЭС-1 Блок 2 | p | bus | 50 | 0.001 | 0.1 |  | TRUE
2000291 | ЭГРЭС-1 Блоки 3,4,5,6,7,8 | p | bus | 51 | 0.001 | 0.1 |  | TRUE
2000292 | ПС 220 кВ ЭПК - СШ 220 кВ | p | bus | 53 | 0.001 | 0.1 |  | TRUE
2000293 | ПС 220 кВ ЦРМЗ - СШ 220 кВ | p | bus | 54 | 0.001 | 0.1 |  | TRUE
2000294 | ПС 220 кВ Строительная -2 - СШ 220 кВ | p | bus | 56 | 0.001 | 0.1 |  | TRUE
2000295 | ПС 220 кВ Уленты (т) - СШ 220 кВ | p | bus | 58 | 0.001 | 0.1 |  | TRUE
2000296 | ПС 220 кВ Бозщаколь (т) - СШ 220 кВ | p | bus | 59 | 0.001 | 0.1 |  | TRUE
2000297 | ЭГРЭС-2 Блоки 1,2 | p | bus | 60 | 0.001 | 0.1 |  | TRUE
2000298 | ПС 220 кВ Таскудык (т) - СШ 220 кВ | p | bus | 61 | 0.001 | 0.1 |  | TRUE
2000299 | ПС 500 кВ Нура - СШ 500 кВ | p | bus | 325 | 0.001 | 0.1 |  | TRUE
2000300 | ПС 500 кВ ЦГПП - СШ 500 кВ | p | bus | 129 | 0.001 | 0.1 |  | TRUE
2000301 | ПС 220 кВ Ерментау (т) - СШ 220 кВ | p | bus | 166 | 0.001 | 0.1 |  | TRUE
2000302 | ПС 500 кВ Рубцовская - СШ 500 кВ | p | bus | 1621 | 0.001 | 0.1 |  | TRUE
2000303 | ПС 500 кВ Таврическая - СШ 500 кВ | p | bus | 1817 | 0.001 | 0.1 |  | TRUE
2000304 | ПС 500 кВ Иртышская - СШ 500 кВ | p | bus | 1850 | 0.001 | 0.1 |  | TRUE
2000305 | ПС 500 кВ КЭЗ - СШ 500 кВ | p | bus | 27 | 0.001 | 0.1 |  | TRUE
2000306 | ПС 220 кВ ПС-14 - СШ 220 кВ | p | bus | 214 | -46.82 | 4.682 |  | TRUE
2000307 | ПС 220 кВ ПС-18 - СШ 220 кВ | p | bus | 218 | 0.001 | 0.1 |  | TRUE
2000308 | Шульбинская ГЭС - СШ 220 кВ | p | bus | 220 | -68.69 | 6.869 |  | TRUE
2000309 | ПС 500 кВ Усть-каменогорская - СШ 500 кВ | p | bus | 240 | 0.001 | 0.1 |  | TRUE
2000310 | ПС 500 кВ Усть-Каменогорская - СШ 220 кВ | p | bus | 241 | 0.001 | 0.1 |  | TRUE
2000311 | Шульбинская ГЭС - СШ 13,8 кВ | p | bus | 221 | 0.001 | 0.1 |  | TRUE
2000312 | ПС 220 кВ Шоптыколь (т) - СШ 220 кВ | p | bus | 101 | 0.001 | 0.1 |  | TRUE
2000313 | ПС 220 кВ Батыс - СШ 220 кВ | p | bus | 102 | -148.7 | 14.87 |  | TRUE
2000314 | ПС 220 кВ Достык - СШ 220 кВ | p | bus | 103 | 0 | 0.1 |  | TRUE
2000315 | ПС 220 кВ Шыгыс - СШ 220 кВ | p | bus | 104 | -2 | 0.2 |  | TRUE
2000316 | ПС 220 кВ Осакаровка - СШ 220 кВ | p | bus | 306 | -5.38 | 0.538 |  | TRUE
2000317 | ПС 220 кВ Cарань - СШ 220 кВ | p | bus | 308 | 0.001 | 0.1 |  | TRUE
2000318 | ПС 220 кВ НС-19 - СШ 220 кВ | p | bus | 309 | 0.001 | 0.1 |  | TRUE
2000319 | ПС 500 кВ Нура - СШ 220 кВ | p | bus | 310 | -15.31 | 1.531 |  | TRUE
2000320 | ГРЭС-2 Топар - СШ 220 кВ | p | bus | 355 | 0.001 | 0.1 |  | TRUE
2000321 | ПС 220 кВ Айса (т) - СШ 220 кВ | p | bus | 452 | 0.001 | 0.1 |  | TRUE
2000322 | ПС 220 кВ Жана-арка - СШ 220 кВ | p | bus | 453 | 0.001 | 0.1 |  | TRUE
2000323 | ПС 220 кВ Барсенгир - СШ 220 кВ | p | bus | 454 | 0.001 | 0.1 |  | TRUE
2000324 | ПС 220 кВ Кумколь СШ 110кВ | p | bus | 455 | 0.001 | 0.1 |  | TRUE
2000325 | ПС 220 кВ Кайракты - СШ 220 кВ | p | bus | 457 | 0.001 | 0.1 |  | TRUE
2000326 | Жезказган ТЭЦ - СШ 220 кВ | p | bus | 463 | 0.001 | 0.1 |  | TRUE
2000327 | ПС 220 кВ Никольская - СШ 220 кВ | p | bus | 464 | -76.33 | 7.633 |  | TRUE
2000328 | ПС 220 кВ Kаражал - СШ 220 кВ | p | bus | 465 | 0.001 | 0.1 |  | TRUE
2000329 | ПС 500 кВ Жезказган - СШ 220 кВ | p | bus | 466 | 0.001 | 0.1 |  | TRUE
2000330 | ПС 220 кВ Кумколь - СШ 220 кВ | p | bus | 467 | 0.001 | 0.1 |  | TRUE
2000331 | ПС 500 кВ Агадырь - СШ 220 кВ | p | bus | 468 | -17.17 | 1.717 |  | TRUE
2000332 | ПС 500 кВ Агадырь - СШ 500 кВ | p | bus | 469 | 0.001 | 0.1 |  | TRUE
2000333 | Балхашская ТЭЦ СШ 110кВ | p | bus | 471 | 0.001 | 0.1 |  | TRUE
2000334 | ПС 220 кВ Балхашская СШ 110кВ | p | bus | 472 | 0.001 | 0.1 |  | TRUE
2000335 | ПС 220 кВ Балхашская - СШ 220 кВ | p | bus | 473 | 0.001 | 0.1 |  | TRUE
2000336 | ПС 220 кВ Акчатау - СШ 220 кВ | p | bus | 474 | 0.001 | 0.1 |  | TRUE
2000337 | ПС 220 кВ Mоинты (т) - СШ 220 кВ | p | bus | 475 | 0.001 | 0.1 |  | TRUE
2000338 | ПС 500 кВ Жезказган - СШ 500 кВ | p | bus | 480 | 0.001 | 0.1 |  | TRUE
2000339 | ПС 500 кВ ЮКГРЭС - СШ 500 кВ | p | bus | 900 | 0.001 | 0.1 |  | TRUE
2000340 | ПС 500 кВ Фрунзе - СШ 500 кВ | p | bus | 2919 | 0.001 | 0.1 |  | TRUE
2000341 | ПС 500 кВ ЮКГРЭС - СШ 220 кВ | p | bus | 901 | -24.75 | 2.475 |  | TRUE
2000342 | ПС 500 кВ Алматы - СШ 500 кВ | p | bus | 902 | 0.001 | 0.1 |  | TRUE
2000343 | ПС 500 кВ Алма - СШ 500 кВ | p | bus | 938 | 0.001 | 0.1 |  | TRUE
2000344 | ПС 500 кВ Алматы - СШ 220 кВ | p | bus | 903 | 0.001 | 0.1 |  | TRUE
2000345 | ПС 500 кВ Алма - СШ 220 кВ | p | bus | 939 | 0.001 | 0.1 |  | TRUE
2000346 | Алматинская ТЭЦ-3 - СШ 220 кВ | p | bus | 904 | 0.001 | 0.1 |  | TRUE
2000347 | ПС 220 кВ Робот - СШ 220 кВ | p | bus | 907 | 0.001 | 0.1 |  | TRUE
2000348 | ПС 220 кВ Бесагаш - СШ 220 кВ | p | bus | 940 | -140.02 | 14.002 |  | TRUE
2000349 | ПС 220 кВ ПС-62А - СШ 220 кВ | p | bus | 908 | -60.7 | 6.07 |  | TRUE
2000350 | Капшагайская ГЭС - СШ 220 кВ | p | bus | 909 | 0.001 | 0.1 |  | TRUE
2000351 | ПС 220 кВ Шелек - СШ 220 кВ | p | bus | 911 | -70.7 | 7.07 |  | TRUE
2000352 | ПС 220 кВ ПС-7А (Алм) - СШ 220 кВ | p | bus | 912 | 0.001 | 0.1 |  | TRUE
2000353 | ПС 220 кВ ПС-7А (Алм) - СШ 110 кВ | p | bus | 913 | 0.001 | 0.1 |  | TRUE
2000354 | ПС 220 кВ Западная - СШ 220 кВ | p | bus | 918 | -55.85 | 5.585 |  | TRUE
2000355 | ПС 220 кВ Шыганак (т) - СШ 220 кВ | p | bus | 925 | 0.001 | 0.1 |  | TRUE
2000356 | ПС 220 кВ Сары-озек - СШ 220 кВ | p | bus | 950 | 0.001 | 0.1 |  | TRUE
2000357 | ПС 220 кВ Талдыкорганская - СШ 220 кВ | p | bus | 951 | -100.26 | 10.026 |  | TRUE
2000358 | ПС 220 кВ Главная - СШ 220 кВ | p | bus | 2916 | 0.001 | 0.1 |  | TRUE
2000359 | ПС 220 кВ Медеу (т) - СШ 220 кВ | p | bus | 928 | 0.001 | 0.1 |  | TRUE
2000360 | ПС 220 кВ Таугуль - СШ 220 кВ | p | bus | 929 | -144.5 | 14.45 |  | TRUE
2000361 | ПС 500 кВ Шу - СШ 220 кВ | p | bus | 932 | -35.43 | 3.543 |  | TRUE
2000362 | ПС 220 кВ Аспара (т) - СШ 220 кВ | p | bus | 814 | 0.001 | 0.1 |  | TRUE
2000363 | ПС 500 кВ Жамбыл - СШ 500 кВ | p | bus | 800 | 0.001 | 0.1 |  | TRUE
2000364 | ПС 500 кВ Жамбыл - СШ 220 кВ | p | bus | 801 | -221.71 | 22.171 |  | TRUE
2000365 | ПС 220 кВ Бурное - СШ 220 кВ | p | bus | 802 | 0.001 | 0.1 |  | TRUE
2000366 | ПС 220 кВ Каратау - СШ 220 кВ | p | bus | 803 | -9.67 | 0.967 |  | TRUE
2000367 | ПС 220 кВ Опорная - СШ 220 кВ | p | bus | 804 | -20.42 | 2.042 |  | TRUE
2000368 | Жамбылская ГРЭС - СШ 220 кВ | p | bus | 805 | 0.001 | 0.1 |  | TRUE
2000369 | ПС 220 кВ Мерке - СШ 220 кВ | p | bus | 809 | 0.001 | 0.1 |  | TRUE
2000370 | ПС 220 кВ Жамбыл-тяга (т) - СШ 220 кВ | p | bus | 815 | 0.001 | 0.1 |  | TRUE
2000371 | ПС 500 кВ Шымкент - СШ 500 кВ | p | bus | 830 | 0.001 | 0.1 |  | TRUE
2000372 | ПС 500 кВ Шымкент - СШ 220 кВ | p | bus | 831 | -18.45 | 1.845 |  | TRUE
2000373 | ПС 220 кВ Сас-тюбе - СШ 220 кВ | p | bus | 834 | 0.0012 | 0.12 |  | TRUE
2000374 | ПС 220 кВ Ванновка - СШ 220 кВ | p | bus | 835 | -11.95 | 1.195 |  | TRUE
2000375 | ПС 220 кВ Жылга (т) - СШ 220 кВ | p | bus | 839 | 0.001 | 0.1 |  | TRUE
2000376 | ПС 220 кВ Кентау - СШ 220 кВ | p | bus | 840 | -48.85 | 4.885 |  | TRUE
2000377 | ПС 220 кВ Шолак-корган - СШ 220 кВ | p | bus | 841 | 0.001 | 0.1 |  | TRUE
2000378 | ПС 220 кВ Шымкентская - СШ 220 кВ | p | bus | 843 | -200.07 | 20.007 |  | TRUE
2000379 | ПС 220 кВ Кызылсай (т) - СШ 220 кВ | p | bus | 845 | 0.001 | 0.1 |  | TRUE
2000380 | ПС 220 кВ ГНПС - СШ 220 кВ | p | bus | 846 | 0.001 | 0.1 |  | TRUE
2000381 | Кызылординская ТЭЦ - СШ 220 кВ | p | bus | 860 | 0.001 | 0.1 |  | TRUE
2000382 | отпайка Л-2019 | p | bus | 861 | 0.001 | 0.1 |  | TRUE
2000383 | ПС 220 кВ Кызылординская - СШ 220 кВ | p | bus | 862 | -28.07 | 2.807 |  | TRUE
2000384 | ПС 220 кВ Шиели - СШ 220 кВ | p | bus | 863 | 0.001 | 0.1 |  | TRUE
2000385 | ПС 220 кВ Жанакорган - СШ 220 кВ | p | bus | 865 | 0.001 | 0.1 |  | TRUE
2000386 | ПС 500 кВ Фрунзе - СШ 220 кВ | p | bus | 2918 | 0.001 | 0.1 |  | TRUE
2000387 | Ташкентская ГРЭС - СШ 500 кВ | p | bus | 2924 | 0.001 | 0.1 |  | TRUE
2000388 | Ташкентская ГРЭС - СШ 220 кВ | p | bus | 2925 | 0.001 | 0.1 |  | TRUE
2000389 | ПС 220 кВ ГПП-2 - СШ 220 кВ | p | bus | 5957 | 0.001 | 0.1 |  | TRUE
2000390 | ПС 500 кВ Таврическая - СШ 220 кВ | p | bus | 1816 | 0.001 | 0.1 |  | TRUE
2000391 | ПС 500 кВ Иртышская - СШ 220 кВ | p | bus | 1851 | 0.001 | 0.1 |  | TRUE
2000392 | ПС 220 кВ Миргалимсай - СШ 220 кВ | p | bus | 842 | -18.2 | 1.82 |  | TRUE
2000393 | ПС 220 кВ Еркеншилик (т) - СШ 220 кВ | p | bus | 167 | 0.001 | 0.1 |  | TRUE
2000394 | ПС 220 кВ Жолымбет - СШ 220 кВ | p | bus | 123 | 0.001 | 0.1 |  | TRUE
2000395 | ПС 500 кВ ЦГПП - СШ 110 кВ | p | bus | 124 | 0.001 | 0.1 |  | TRUE
2000396 | ПС 220 кВ Танкерис (т) - СШ 220 кВ | p | bus | 179 | 0.001 | 0.1 |  | TRUE
2000397 | ПС 220 кВ Бурабай (т) - СШ 220 кВ | p | bus | 126 | 0.001 | 0.1 |  | TRUE
2000398 | ПС 500 кВ ЦГПП - СШ 220 кВ | p | bus | 130 | 0.001 | 0.1 |  | TRUE
2000399 | ПС 220 кВ Жалтыр (т) - СШ 220 кВ | p | bus | 132 | 0.001 | 0.1 |  | TRUE
2000400 | ПС 220 кВ Атбасар - СШ 220 кВ | p | bus | 134 | -37.81 | 3.781 |  | TRUE
2000401 | ПС 220 кВ КГПП - СШ 220 кВ | p | bus | 135 | -146.53 | 14.653 |  | TRUE
2000402 | ПС 220 кВ Красноармейская - СШ 220 кВ | p | bus | 159 | 0.001 | 0.1 |  | TRUE
2000403 | ПС 220 кВ Киялы - СШ 220 кВ | p | bus | 136 | -5.27 | 0.527 |  | TRUE
2000404 | ПС 500 кВ Барнаул - СШ 500 кВ | p | bus | 1630 | 0.001 | 0.1 |  | TRUE
2000405 | ПС 220 кВ Смирново - СШ 220 кВ | p | bus | 143 | 0.001 | 0.1 |  | TRUE
2000406 | Петропавловская ТЭЦ-2 - СШ 220 кВ | p | bus | 144 | 0.001 | 0.1 |  | TRUE
2000407 | ПС 500 кВ Аврора - СШ 500 кВ | p | bus | 147 | 0.001 | 0.1 |  | TRUE
2000408 | ПС 500 кВ Аврора - СШ 220 кВ | p | bus | 148 | 9.22 | 0.922 |  | TRUE
2000409 | ПС 220 кВ Макинск - СШ 220 кВ | p | bus | 150 | -35.77 | 3.577 |  | TRUE
2000410 | ПС 220 кВ Степная - СШ 220 кВ | p | bus | 151 | 0.001 | 0.1 |  | TRUE
2000411 | Токтогульская ГЭС - СШ 500 кВ | p | bus | 2921 | 0.001 | 0.1 |  | TRUE
2000412 | ПС 220 кВ Янко (т) - СШ 220 кВ | p | bus | 153 | 0.001 | 0.1 |  | TRUE
2000413 | ПС 220 кВ Буран - СШ 220 кВ | p | bus | 173 | -5.12 | 0.512 |  | TRUE
2000414 | ПС 220 кВ Уголки (т) - СШ 220 кВ | p | bus | 156 | 0.001 | 0.1 |  | TRUE
2000415 | ПС 220 кВ Куйбышевская - СШ 220 кВ | p | bus | 157 | -8.37 | 0.837 |  | TRUE
2000416 | ПС 1150 кВ Кокшетауская - СШ 220 кВ | p | bus | 176 | -53.43 | 5.343 |  | TRUE
2000417 | ПС 220 кВ Перекатная (т) - СШ 220 кВ | p | bus | 172 | 0.001 | 0.1 |  | TRUE
2000418 | ПС 500 кВ Курган - СШ 500 кВ | p | bus | 4727 | 20 | 2 |  | TRUE
2000419 | ПС 500 кВ Шу - СШ 500 кВ | p | bus | 9932 | 0.001 | 0.1 |  | TRUE
2000420 | ПС 500 кВ Смеловская - СШ 500 кВ | p | bus | 10003 | -177.35 | 17.735 |  | TRUE
2000421 | ПС 220 кВ БГОК - СШ 220 кВ | p | bus | 62 | 0.001 | 0.1 |  | TRUE
2000422 | ПС 220 кВ Коян-коз - СШ 220 кВ | p | bus | 953 | 0.001 | 0.1 |  | TRUE
2000423 | Шымкентская ТЭЦ-3 - СШ 220 кВ | p | bus | 813 | 0.001 | 0.1 |  | TRUE
2000424 | ПС 500 кВ Барнаульская - СШ 220 кВ | p | bus | 1640 | 0.001 | 0.1 |  | TRUE
2000425 | ПС 220 кВ РУ-6 - СШ 220 кВ | p | bus | 869 | -45.76 | 4.576 |  | TRUE
2000426 | ПС 500 кВ Актогай - СШ 500 кВ | p | bus | 986 | 0.001 | 0.1 |  | TRUE
2000427 | Мойнакская ГЭС - СШ 220 кВ | p | bus | 935 | 0.001 | 0.1 |  | TRUE
2000428 | ПС 1150 кВ Алтай - СШ 500 кВ | p | bus | 1660 | 0.001 | 0.1 |  | TRUE
2000429 | ПС 500 кВ Рубцовская - СШ 220 кВ | p | bus | 1622 | 0.001 | 0.1 |  | TRUE
2000430 | ПС 500 кВ Барабинская - СШ 500 кВ | p | bus | 9917 | 0.001 | 0.1 |  | TRUE
2000431 | ПС 500 кВ Курчатовская - СШ 500 кВ | p | bus | 10002 | 0.001 | 0.1 |  | TRUE
2000432 | ПС 500 кВ Исеть - СШ 500 кВ | p | bus | 10001 | 0.001 | 0.1 |  | TRUE
2000433 | ВЭС Ерейментау - СШ 220 кВ | p | bus | 155 | 0.84 | 0.084 |  | TRUE
2000434 | СЭС Бурное - СШ 220 кВ | p | bus | 810 | 0 | 0.1 |  | TRUE
2000435 | Южноуральская ГРЭС-2 - СШ 500 кВ | p | bus | 10000 | 0.001 | 0.1 |  | TRUE
2000436 | ПС 500 кВ Кемин - СШ 220 кВ | p | bus | 2952 | 0.001 | 0.1 |  | TRUE
2000437 | ПС 500 кВ Восход - СШ 220 кВ | p | bus | 1854 | 0.001 | 0.1 |  | TRUE
2000438 | ПС 500 кВ Восход - СШ 500 кВ | p | bus | 1853 | 0.001 | 0.1 |  | TRUE
2000439 | ПС 500 кВ Витязь - СШ 500 кВ | p | bus | 1852 | 0.0014 | 0.14 |  | TRUE
2000440 | ПС 500 кВ Кемин - СШ 500 кВ | p | bus | 2951 | 0.001 | 0.1 |  | TRUE
2000441 | Акмолинская ТЭЦ-2 - СШ 220 кВ | p | bus | 108 | 0.001 | 0.1 |  | TRUE
2000442 | ПС 500 кВ Датка - СШ 500 кВ | p | bus | 2950 | 0.001 | 0.1 |  | TRUE
2000443 | ПС 220 кВ Ерменсай - СШ 220 кВ | p | bus | 942 | -122.1 | 12.21 |  | TRUE
2000444 | ПС 500 кВ Новокузнецкая - СШ 500 кВ | p | bus | 1638 | 0.001 | 0.1 |  | TRUE
2000445 | ПС 1150 кВ Итатская - СШ 500 кВ | p | bus | 1636 | 0.001 | 0.1 |  | TRUE
2000446 | ПС 500 кВ Юрга - СШ 500 кВ | p | bus | 1632 | 0.001 | 0.1 |  | TRUE
2000447 | ПС 500 кВ Барабинская - СШ 220 кВ | p | bus | 1671 | 0.001 | 0.1 |  | TRUE
2000448 | ПС 500 кВ Ново-Анжерская - СШ 500 кВ | p | bus | 1633 | 0.001 | 0.1 |  | TRUE
2000449 | Беловская ГРЭС - СШ 500 кВ | p | bus | 1637 | 0.001 | 0.1 |  | TRUE
2000450 | ПС 500 кВ Кузбасская - СШ 500 кВ | p | bus | 1652 | 0.001 | 0.1 |  | TRUE
2000451 | ВЭС Экспо - СШ 220 кВ | p | bus | 188 | 13.95 | 1.395 |  | TRUE
2000452 | СЭС Капчагай - СШ 220 кВ | p | bus | 946 | 0.0011 | 0.11 |  | TRUE
2000453 | СЭС Байконыр - СШ 220 кВ | p | bus | 872 | 1.83 | 0.183 |  | TRUE
2000454 | ПС 220 кВ Бадам (т) - СШ 220 кВ | p | bus | 836 | 0.001 | 0.1 |  | TRUE
2000455 | ПС 220 кВ Бурное-тяга (т) - СШ 220 кВ | p | bus | 816 | 0.001 | 0.1 |  | TRUE
2000456 | ПС 220 кВ Жидели (т) - СШ 220 кВ | p | bus | 931 | 0.001 | 0.1 |  | TRUE
2000457 | ПС 220 кВ Мынарал (т) - СШ 220 кВ | p | bus | 924 | 0.001 | 0.1 |  | TRUE
2000458 | ПС 220 кВ Кара-Мурын (т) - СШ 220 кВ | p | bus | 450 | 0.001 | 0.1 |  | TRUE
2000459 | ПС 220 кВ НС-7 - СШ 220 кВ | p | bus | 37 | 0.001 | 0.1 |  | TRUE
2000460 | ПС 220 кВ Сары-Оба (т) - СШ 220 кВ | p | bus | 169 | 0.001 | 0.1 |  | TRUE
2000461 | ПС 220 кВ Ельтай (т) - СШ 220 кВ | p | bus | 178 | 0.001 | 0.1 |  | TRUE
2000462 | ПС 220 кВ ОП-80 (т) - СШ 220 кВ | p | bus | 165 | 0.001 | 0.1 |  | TRUE
2000463 | ПС 220 кВ Челгаши (т) - СШ 220 кВ | p | bus | 585 | 0.001 | 0.1 |  | TRUE
2000464 | СЭС Жалагаш - СШ 220 кВ | p | bus | 866 | 0.001 | 0.1 |  | TRUE
2000465 | ПС 500 кВ Томская - СШ 500 кВ | p | bus | 1651 | 0.001 | 0.1 |  | TRUE
2000466 | ПС 500 кВ Актогай - СШ 220 кВ | p | bus | 223 | 0.001 | 0.1 |  | TRUE
3000001 | ПС 220 кВ Чернозубовка - СШ 220 кВ | q | bus | 186 | 0.001 | 0.1 |  | TRUE
3000002 | ПС 500 кВ Талдыкорган - СШ 220 кВ | q | bus | 988 | 0.001 | 0.1 |  | TRUE
3000003 | ПС 220 кВ Коунрад - СШ 220 кВ | q | bus | 481 | 0.001 | 0.1 |  | TRUE
3000004 | ПС 220 кВ Коунрад - СШ 110 кВ | q | bus | 482 | 0.001 | 0.1 |  | TRUE
3000005 | Карагандинская ТЭЦ-3 - СШ 220 кВ | q | bus | 383 | 0.001 | 0.1 |  | TRUE
3000006 | ПС 500 кВ Талдыкорган - СШ 500 кВ | q | bus | 987 | 117.22 | 11.722 |  | TRUE
3000007 | ПС 220 кВ Металлургическая - СШ 220 кВ | q | bus | 384 | 0.001 | 0.1 |  | TRUE
3000008 | ПС 500 кВ Семей - СШ 500 кВ | q | bus | 980 | 110.39 | 11.039 |  | TRUE
3000009 | отпайка Л-2278 | q | bus | 314 | 0.001 | 0.1 |  | TRUE
3000010 | ПС 500 кВ Семей - СШ 220 кВ | q | bus | 981 | 0.001 | 0.1 |  | TRUE
3000011 | отпайка Л-2288 | q | bus | 315 | 0.001 | 0.1 |  | TRUE
3000012 | ПС 500 кВ Тюмень - СШ 500 кВ | q | bus | 4730 | 0.001 | 0.1 |  | TRUE
3000013 | ПС 500 кВ Беркут - СШ 500 кВ | q | bus | 4728 | 0.001 | 0.1 |  | TRUE
3000014 | Ириклинская ГРЭС - СШ 500 кВ | q | bus | 4790 | -47.5 | 4.75 |  | TRUE
3000015 | Троицкая ГРЭС - СШ 220 кВ | q | bus | 4798 | -26.71 | 2.671 |  | TRUE
3000016 | Троицкая ГРЭС - СШ 500 кВ | q | bus | 4799 | 0 | 0.1 |  | TRUE
3000017 | ПС 500 кВ ЕГПП - СШ 220 кВ | q | bus | 170 | 0.001 | 0.1 |  | TRUE
3000018 | ПС 500 кВ ЕГПП - СШ 500 кВ | q | bus | 180 | 0.001 | 0.1 |  | TRUE
3000019 | ПС 1150 кВ Кокшетауская - СШ 500 кВ | q | bus | 175 | 0.001 | 0.1 |  | TRUE
3000020 | ПС 500 кВ Козырево - СШ 500 кВ | q | bus | 4703 | 0.001 | 0.1 |  | TRUE
3000021 | Рефтинская ГРЭС - СШ 500 кВ | q | bus | 4702 | -291.01 | 29.101 |  | TRUE
3000022 | ПС 500 кВ Южная - СШ 500 кВ | q | bus | 4701 | 0.001 | 0.1 |  | TRUE
3000023 | ПС 220 кВ Апановка (т) - СШ 220 кВ | q | bus | 573 | 0.001 | 0.1 |  | TRUE
3000024 | ПС 220 кВ Лисаковская - СШ 220 кВ | q | bus | 574 | 0.001 | 0.1 |  | TRUE
3000025 | ПС 500 кВ Сокол - СШ 220 кВ | q | bus | 575 | 0.001 | 0.1 |  | TRUE
3000026 | ПС 500 кВ Сокол - СШ 500 кВ | q | bus | 576 | 0.001 | 0.1 |  | TRUE
3000027 | ПС 500 кВ Житикара - СШ 500 кВ | q | bus | 577 | 0.001 | 0.1 |  | TRUE
3000028 | ПС 500 кВ Житикара - СШ 110 кВ | q | bus | 578 | 0.001 | 0.1 |  | TRUE
3000029 | ПС 500 кВ Приваловская - СШ 500 кВ | q | bus | 10004 | 0.001 | 0.1 |  | TRUE
3000030 | ПС 500 кВ Шагол - СШ 500 кВ | q | bus | 4782 | 0.001 | 0.1 |  | TRUE
3000031 | ПС 500 кВ Бекетово - СШ 500 кВ | q | bus | 4709 | 0.001 | 0.1 |  | TRUE
3000032 | ПС 500 кВ Заря - СШ 500 кВ | q | bus | 1631 | 0.001 | 0.1 |  | TRUE
3000033 | ПС 220 кВ Качары - СШ 220 кВ | q | bus | 582 | 0.001 | 0.1 |  | TRUE
3000034 | ПС 500 кВ Магнитогорская - СШ 500 кВ | q | bus | 4785 | 0.001 | 0.1 |  | TRUE
3000035 | ПС 1150 кВ Костанайская - СШ 500 кВ | q | bus | 590 | 0.001 | 0.1 |  | TRUE
3000036 | ПС 1150 кВ Костанайская - СШ 220 кВ | q | bus | 592 | 0.001 | 0.1 |  | TRUE
3000037 | ПС 220 кВ Центральная - СШ 220 кВ | q | bus | 593 | 0.001 | 0.1 |  | TRUE
3000038 | ПС 220 кВ Сарбайская - СШ 220 кВ | q | bus | 594 | -115.01 | 11.501 |  | TRUE
3000039 | ПС 220 кВ Приуральская - СШ 220 кВ | q | bus | 595 | 0.001 | 0.1 |  | TRUE
3000040 | ПС 500 кВ Златоуст - СШ 500 кВ | q | bus | 4715 | 0.001 | 0.1 |  | TRUE
3000041 | ПС 500 кВ Кропачево - СШ 500 кВ | q | bus | 4714 | 0.001 | 0.1 |  | TRUE
3000042 | ПС 500 кВ Уфимская - СШ 500 кВ | q | bus | 4712 | 0.001 | 0.1 |  | TRUE
3000043 | ПС 220 кВ Заречная - СШ 220 кВ | q | bus | 596 | 0.001 | 0.1 |  | TRUE
3000044 | ПС 1150 кВ Челябинская - СШ 500 кВ | q | bus | 4705 | 0.001 | 0.1 |  | TRUE
3000045 | ПС 220 кВ ПС-51 - СШ 220 кВ | q | bus | 251 | 0.001 | 0.1 |  | TRUE
3000046 | ЭГРЭС-1 - СШ 500 кВ | q | bus | 25 | 0.001 | 0.1 |  | TRUE
3000047 | ПС 1150 кВ Экибастузская - СШ 500 кВ | q | bus | 26 | 0.001 | 0.1 |  | TRUE
3000048 | ЭГРЭС-2 - СШ 500 кВ | q | bus | 28 | 0.001 | 0.1 |  | TRUE
3000049 | ЭГРЭС-2 - СШ 220 кВ | q | bus | 29 | 0.001 | 0.1 |  | TRUE
3000050 | ЕЭК Блоки 5,6,7,8 | q | bus | 30 | -273.91 | 27.391 |  | TRUE
3000051 | ЕЭК - СШ 500 кВ | q | bus | 31 | 0.001 | 0.1 |  | TRUE
3000052 | ЕЭК Блоки 2,3,4 | q | bus | 32 | -236.54 | 23.654 |  | TRUE
3000053 | ЕЭК - СШ 220 кВ | q | bus | 33 | 0.001 | 0.1 |  | TRUE
3000054 | ПС 220 кВ Калкаман - СШ 220 кВ | q | bus | 36 | 0.001 | 0.1 |  | TRUE
3000055 | ПС 220 кВ Экибастузская - СШ 220 кВ | q | bus | 38 | 0.001 | 0.1 |  | TRUE
3000056 | ЭГРЭС-1 - СШ 220 кВ | q | bus | 39 | 0.001 | 0.1 |  | TRUE
3000057 | ЭГРЭС-1 Блок 2 | q | bus | 50 | -79.49 | 7.949 |  | TRUE
3000058 | ЭГРЭС-1 Блоки 3,4,5,6,7,8 | q | bus | 51 | -267.38 | 26.738 |  | TRUE
3000059 | ПС 220 кВ ЭПК - СШ 220 кВ | q | bus | 53 | 0.001 | 0.1 |  | TRUE
3000060 | ПС 220 кВ ЦРМЗ - СШ 220 кВ | q | bus | 54 | 0.001 | 0.1 |  | TRUE
3000061 | ПС 220 кВ Строительная -2 - СШ 220 кВ | q | bus | 56 | 0.001 | 0.1 |  | TRUE
3000062 | ПС 220 кВ Уленты (т) - СШ 220 кВ | q | bus | 58 | 0.001 | 0.1 |  | TRUE
3000063 | ПС 220 кВ Бозщаколь (т) - СШ 220 кВ | q | bus | 59 | 0.001 | 0.1 |  | TRUE
3000064 | ЭГРЭС-2 Блоки 1,2 | q | bus | 60 | -86.43 | 8.643 |  | TRUE
3000065 | ПС 220 кВ Таскудык (т) - СШ 220 кВ | q | bus | 61 | 0.001 | 0.1 |  | TRUE
3000066 | ПС 500 кВ Нура - СШ 500 кВ | q | bus | 325 | 0.001 | 0.1 |  | TRUE
3000067 | ПС 500 кВ ЦГПП - СШ 500 кВ | q | bus | 129 | 0.001 | 0.1 |  | TRUE
3000068 | ПС 220 кВ Ерментау (т) - СШ 220 кВ | q | bus | 166 | 0.001 | 0.1 |  | TRUE
3000069 | ПС 500 кВ Рубцовская - СШ 500 кВ | q | bus | 1621 | 0.001 | 0.1 |  | TRUE
3000070 | ПС 500 кВ Таврическая - СШ 500 кВ | q | bus | 1817 | 137.83 | 13.783 |  | TRUE
3000071 | ПС 500 кВ Иртышская - СШ 500 кВ | q | bus | 1850 | 0.001 | 0.1 |  | TRUE
3000072 | ПС 500 кВ КЭЗ - СШ 500 кВ | q | bus | 27 | 0.001 | 0.1 |  | TRUE
3000073 | ПС 220 кВ ПС-14 - СШ 220 кВ | q | bus | 214 | 0.001 | 0.1 |  | TRUE
3000074 | ПС 220 кВ ПС-18 - СШ 220 кВ | q | bus | 218 | 0.001 | 0.1 |  | TRUE
3000075 | Шульбинская ГЭС - СШ 220 кВ | q | bus | 220 | 0.001 | 0.1 |  | TRUE
3000076 | ПС 500 кВ Усть-каменогорская - СШ 500 кВ | q | bus | 240 | 0.001 | 0.1 |  | TRUE
3000077 | ПС 500 кВ Усть-Каменогорская - СШ 220 кВ | q | bus | 241 | 0.001 | 0.1 |  | TRUE
3000078 | Шульбинская ГЭС - СШ 13,8 кВ | q | bus | 221 | -99.89 | 9.989 |  | TRUE
3000079 | ПС 220 кВ Шоптыколь (т) - СШ 220 кВ | q | bus | 101 | 0.001 | 0.1 |  | TRUE
3000080 | ПС 220 кВ Батыс - СШ 220 кВ | q | bus | 102 | 0.001 | 0.1 |  | TRUE
3000081 | ПС 220 кВ Достык - СШ 220 кВ | q | bus | 103 | 0.001 | 0.1 |  | TRUE
3000082 | ПС 220 кВ Шыгыс - СШ 220 кВ | q | bus | 104 | 0.001 | 0.1 |  | TRUE
3000083 | ПС 220 кВ Осакаровка - СШ 220 кВ | q | bus | 306 | 0.001 | 0.1 |  | TRUE
3000084 | ПС 220 кВ Cарань - СШ 220 кВ | q | bus | 308 | 0.001 | 0.1 |  | TRUE
3000085 | ПС 220 кВ НС-19 - СШ 220 кВ | q | bus | 309 | 0.001 | 0.1 |  | TRUE
3000086 | ПС 500 кВ Нура - СШ 220 кВ | q | bus | 310 | 0.001 | 0.1 |  | TRUE
3000087 | ГРЭС-2 Топар - СШ 220 кВ | q | bus | 355 | -1.46 | 0.146 |  | TRUE
3000088 | ПС 220 кВ Айса (т) - СШ 220 кВ | q | bus | 452 | 0.001 | 0.1 |  | TRUE
3000089 | ПС 220 кВ Жана-арка - СШ 220 кВ | q | bus | 453 | 0.001 | 0.1 |  | TRUE
3000090 | ПС 220 кВ Барсенгир - СШ 220 кВ | q | bus | 454 | 0.001 | 0.1 |  | TRUE
3000091 | ПС 220 кВ Кумколь СШ 110кВ | q | bus | 455 | -25.78 | 2.578 |  | TRUE
3000092 | ПС 220 кВ Кайракты - СШ 220 кВ | q | bus | 457 | 0.001 | 0.1 |  | TRUE
3000093 | Жезказган ТЭЦ - СШ 220 кВ | q | bus | 463 | 0.001 | 0.1 |  | TRUE
3000094 | ПС 220 кВ Никольская - СШ 220 кВ | q | bus | 464 | 0.001 | 0.1 |  | TRUE
3000095 | ПС 220 кВ Kаражал - СШ 220 кВ | q | bus | 465 | 0.001 | 0.1 |  | TRUE
3000096 | ПС 500 кВ Жезказган - СШ 220 кВ | q | bus | 466 | 0.001 | 0.1 |  | TRUE
3000097 | ПС 220 кВ Кумколь - СШ 220 кВ | q | bus | 467 | 0.001 | 0.1 |  | TRUE
3000098 | ПС 500 кВ Агадырь - СШ 220 кВ | q | bus | 468 | 0.001 | 0.1 |  | TRUE
3000099 | ПС 500 кВ Агадырь - СШ 500 кВ | q | bus | 469 | 108.4 | 10.84 |  | TRUE
3000100 | Балхашская ТЭЦ СШ 110кВ | q | bus | 471 | 0.001 | 0.1 |  | TRUE
3000101 | ПС 220 кВ Балхашская СШ 110кВ | q | bus | 472 | 0.001 | 0.1 |  | TRUE
3000102 | ПС 220 кВ Балхашская - СШ 220 кВ | q | bus | 473 | 0.001 | 0.1 |  | TRUE
3000103 | ПС 220 кВ Акчатау - СШ 220 кВ | q | bus | 474 | 0.001 | 0.1 |  | TRUE
3000104 | ПС 220 кВ Mоинты (т) - СШ 220 кВ | q | bus | 475 | 0.001 | 0.1 |  | TRUE
3000105 | ПС 500 кВ Жезказган - СШ 500 кВ | q | bus | 480 | 0.001 | 0.1 |  | TRUE
3000106 | ПС 500 кВ ЮКГРЭС - СШ 500 кВ | q | bus | 900 | 163.9 | 16.39 |  | TRUE
3000107 | ПС 500 кВ Фрунзе - СШ 500 кВ | q | bus | 2919 | 0.001 | 0.1 |  | TRUE
3000108 | ПС 500 кВ ЮКГРЭС - СШ 220 кВ | q | bus | 901 | 0.001 | 0.1 |  | TRUE
3000109 | ПС 500 кВ Алматы - СШ 500 кВ | q | bus | 902 | 0.001 | 0.1 |  | TRUE
3000110 | ПС 500 кВ Алма - СШ 500 кВ | q | bus | 938 | 72.11 | 7.211 |  | TRUE
3000111 | ПС 500 кВ Алматы - СШ 220 кВ | q | bus | 903 | 0.001 | 0.1 |  | TRUE
3000112 | ПС 500 кВ Алма - СШ 220 кВ | q | bus | 939 | 0.001 | 0.1 |  | TRUE
3000113 | Алматинская ТЭЦ-3 - СШ 220 кВ | q | bus | 904 | -50.93 | 5.093 |  | TRUE
3000114 | ПС 220 кВ Робот - СШ 220 кВ | q | bus | 907 | 0.001 | 0.1 |  | TRUE
3000115 | ПС 220 кВ Бесагаш - СШ 220 кВ | q | bus | 940 | 0.001 | 0.1 |  | TRUE
3000116 | ПС 220 кВ ПС-62А - СШ 220 кВ | q | bus | 908 | 0.001 | 0.1 |  | TRUE
3000117 | Капшагайская ГЭС - СШ 220 кВ | q | bus | 909 | 0.67 | 0.067 |  | TRUE
3000118 | ПС 220 кВ Шелек - СШ 220 кВ | q | bus | 911 | 0.001 | 0.1 |  | TRUE
3000119 | ПС 220 кВ ПС-7А (Алм) - СШ 220 кВ | q | bus | 912 | 0.001 | 0.1 |  | TRUE
3000120 | ПС 220 кВ ПС-7А (Алм) - СШ 110 кВ | q | bus | 913 | -136.12 | 13.612 |  | TRUE
3000121 | ПС 220 кВ Западная - СШ 220 кВ | q | bus | 918 | 0.001 | 0.1 |  | TRUE
3000122 | ПС 220 кВ Шыганак (т) - СШ 220 кВ | q | bus | 925 | 0.001 | 0.1 |  | TRUE
3000123 | ПС 220 кВ Сары-озек - СШ 220 кВ | q | bus | 950 | 0.001 | 0.1 |  | TRUE
3000124 | ПС 220 кВ Талдыкорганская - СШ 220 кВ | q | bus | 951 | 0.001 | 0.1 |  | TRUE
3000125 | ПС 220 кВ Главная - СШ 220 кВ | q | bus | 2916 | 0.001 | 0.1 |  | TRUE
3000126 | ПС 220 кВ Медеу (т) - СШ 220 кВ | q | bus | 928 | 0.001 | 0.1 |  | TRUE
3000127 | ПС 220 кВ Таугуль - СШ 220 кВ | q | bus | 929 | 0.001 | 0.1 |  | TRUE
3000128 | ПС 500 кВ Шу - СШ 220 кВ | q | bus | 932 | 0.001 | 0.1 |  | TRUE
3000129 | ПС 220 кВ Аспара (т) - СШ 220 кВ | q | bus | 814 | 0.001 | 0.1 |  | TRUE
3000130 | ПС 500 кВ Жамбыл - СШ 500 кВ | q | bus | 800 | 0.001 | 0.1 |  | TRUE
3000131 | ПС 500 кВ Жамбыл - СШ 220 кВ | q | bus | 801 | 0.001 | 0.1 |  | TRUE
3000132 | ПС 220 кВ Бурное - СШ 220 кВ | q | bus | 802 | 0.001 | 0.1 |  | TRUE
3000133 | ПС 220 кВ Каратау - СШ 220 кВ | q | bus | 803 | 0.001 | 0.1 |  | TRUE
3000134 | ПС 220 кВ Опорная - СШ 220 кВ | q | bus | 804 | 0.001 | 0.1 |  | TRUE
3000135 | Жамбылская ГРЭС - СШ 220 кВ | q | bus | 805 | 0.001 | 0.1 |  | TRUE
3000136 | ПС 220 кВ Мерке - СШ 220 кВ | q | bus | 809 | 0.001 | 0.1 |  | TRUE
3000137 | ПС 220 кВ Жамбыл-тяга (т) - СШ 220 кВ | q | bus | 815 | 0.001 | 0.1 |  | TRUE
3000138 | ПС 500 кВ Шымкент - СШ 500 кВ | q | bus | 830 | 0.001 | 0.1 |  | TRUE
3000139 | ПС 500 кВ Шымкент - СШ 220 кВ | q | bus | 831 | -34.23 | 3.423 |  | TRUE
3000140 | ПС 220 кВ Сас-тюбе - СШ 220 кВ | q | bus | 834 | 0.001 | 0.1 |  | TRUE
3000141 | ПС 220 кВ Ванновка - СШ 220 кВ | q | bus | 835 | 0.001 | 0.1 |  | TRUE
3000142 | ПС 220 кВ Жылга (т) - СШ 220 кВ | q | bus | 839 | 0.001 | 0.1 |  | TRUE
3000143 | ПС 220 кВ Кентау - СШ 220 кВ | q | bus | 840 | 0.001 | 0.1 |  | TRUE
3000144 | ПС 220 кВ Шолак-корган - СШ 220 кВ | q | bus | 841 | 0.001 | 0.1 |  | TRUE
3000145 | ПС 220 кВ Шымкентская - СШ 220 кВ | q | bus | 843 | 0.001 | 0.1 |  | TRUE
3000146 | ПС 220 кВ Кызылсай (т) - СШ 220 кВ | q | bus | 845 | 0.001 | 0.1 |  | TRUE
3000147 | ПС 220 кВ ГНПС - СШ 220 кВ | q | bus | 846 | 0.001 | 0.1 |  | TRUE
3000148 | Кызылординская ТЭЦ - СШ 220 кВ | q | bus | 860 | 0.001 | 0.1 |  | TRUE
3000149 | отпайка Л-2019 | q | bus | 861 | 0.001 | 0.1 |  | TRUE
3000150 | ПС 220 кВ Кызылординская - СШ 220 кВ | q | bus | 862 | 0.001 | 0.1 |  | TRUE
3000151 | ПС 220 кВ Шиели - СШ 220 кВ | q | bus | 863 | 0.001 | 0.1 |  | TRUE
3000152 | ПС 220 кВ Жанакорган - СШ 220 кВ | q | bus | 865 | 0.001 | 0.1 |  | TRUE
3000153 | ПС 500 кВ Фрунзе - СШ 220 кВ | q | bus | 2918 | 0.001 | 0.1 |  | TRUE
3000154 | Ташкентская ГРЭС - СШ 500 кВ | q | bus | 2924 | 0.001 | 0.1 |  | TRUE
3000155 | Ташкентская ГРЭС - СШ 220 кВ | q | bus | 2925 | -270 | 27 |  | TRUE
3000156 | ПС 220 кВ ГПП-2 - СШ 220 кВ | q | bus | 5957 | 0.001 | 0.1 |  | TRUE
3000157 | ПС 500 кВ Таврическая - СШ 220 кВ | q | bus | 1816 | 0.001 | 0.1 |  | TRUE
3000158 | ПС 500 кВ Иртышская - СШ 220 кВ | q | bus | 1851 | 0.001 | 0.1 |  | TRUE
3000159 | ПС 220 кВ Миргалимсай - СШ 220 кВ | q | bus | 842 | 0.001 | 0.1 |  | TRUE
3000160 | ПС 220 кВ Еркеншилик (т) - СШ 220 кВ | q | bus | 167 | 0.001 | 0.1 |  | TRUE
3000161 | ПС 220 кВ Жолымбет - СШ 220 кВ | q | bus | 123 | 0.001 | 0.1 |  | TRUE
3000162 | ПС 500 кВ ЦГПП - СШ 110 кВ | q | bus | 124 | 0.001 | 0.1 |  | TRUE
3000163 | ПС 220 кВ Танкерис (т) - СШ 220 кВ | q | bus | 179 | 0.001 | 0.1 |  | TRUE
3000164 | ПС 220 кВ Бурабай (т) - СШ 220 кВ | q | bus | 126 | 0.001 | 0.1 |  | TRUE
3000165 | ПС 500 кВ ЦГПП - СШ 220 кВ | q | bus | 130 | 0.001 | 0.1 |  | TRUE
3000166 | ПС 220 кВ Жалтыр (т) - СШ 220 кВ | q | bus | 132 | 0.001 | 0.1 |  | TRUE
3000167 | ПС 220 кВ Атбасар - СШ 220 кВ | q | bus | 134 | 0.001 | 0.1 |  | TRUE
3000168 | ПС 220 кВ КГПП - СШ 220 кВ | q | bus | 135 | 0.001 | 0.1 |  | TRUE
3000169 | ПС 220 кВ Красноармейская - СШ 220 кВ | q | bus | 159 | 0.001 | 0.1 |  | TRUE
3000170 | ПС 220 кВ Киялы - СШ 220 кВ | q | bus | 136 | 0.001 | 0.1 |  | TRUE
3000171 | ПС 500 кВ Барнаул - СШ 500 кВ | q | bus | 1630 | 0.001 | 0.1 |  | TRUE
3000172 | ПС 220 кВ Смирново - СШ 220 кВ | q | bus | 143 | 0.001 | 0.1 |  | TRUE
3000173 | Петропавловская ТЭЦ-2 - СШ 220 кВ | q | bus | 144 | -59.15 | 5.915 |  | TRUE
3000174 | ПС 500 кВ Аврора - СШ 500 кВ | q | bus | 147 | 0.001 | 0.1 |  | TRUE
3000175 | ПС 500 кВ Аврора - СШ 220 кВ | q | bus | 148 | 0.001 | 0.1 |  | TRUE
3000176 | ПС 220 кВ Макинск - СШ 220 кВ | q | bus | 150 | 0.001 | 0.1 |  | TRUE
3000177 | ПС 220 кВ Степная - СШ 220 кВ | q | bus | 151 | -18 | 1.8 |  | TRUE
3000178 | Токтогульская ГЭС - СШ 500 кВ | q | bus | 2921 | -54 | 5.4 |  | TRUE
3000179 | ПС 220 кВ Янко (т) - СШ 220 кВ | q | bus | 153 | 0.001 | 0.1 |  | TRUE
3000180 | ПС 220 кВ Буран - СШ 220 кВ | q | bus | 173 | 0.001 | 0.1 |  | TRUE
3000181 | ПС 220 кВ Уголки (т) - СШ 220 кВ | q | bus | 156 | 0.001 | 0.1 |  | TRUE
3000182 | ПС 220 кВ Куйбышевская - СШ 220 кВ | q | bus | 157 | 0.001 | 0.1 |  | TRUE
3000183 | ПС 1150 кВ Кокшетауская - СШ 220 кВ | q | bus | 176 | 0.001 | 0.1 |  | TRUE
3000184 | ПС 220 кВ Перекатная (т) - СШ 220 кВ | q | bus | 172 | 0.001 | 0.1 |  | TRUE
3000185 | ПС 500 кВ Курган - СШ 500 кВ | q | bus | 4727 | 0.001 | 0.1 |  | TRUE
3000186 | ПС 500 кВ Шу - СШ 500 кВ | q | bus | 9932 | 0.001 | 0.1 |  | TRUE
3000187 | ПС 500 кВ Смеловская - СШ 500 кВ | q | bus | 10003 | 0.001 | 0.1 |  | TRUE
3000188 | ПС 220 кВ БГОК - СШ 220 кВ | q | bus | 62 | 0.001 | 0.1 |  | TRUE
3000189 | ПС 220 кВ Коян-коз - СШ 220 кВ | q | bus | 953 | 0.001 | 0.1 |  | TRUE
3000190 | Шымкентская ТЭЦ-3 - СШ 220 кВ | q | bus | 813 | 0.001 | 0.1 |  | TRUE
3000191 | ПС 500 кВ Барнаульская - СШ 220 кВ | q | bus | 1640 | 0.001 | 0.1 |  | TRUE
3000192 | ПС 220 кВ РУ-6 - СШ 220 кВ | q | bus | 869 | 0.001 | 0.1 |  | TRUE
3000193 | ПС 500 кВ Актогай - СШ 500 кВ | q | bus | 986 | 0 | 0.1 |  | TRUE
3000194 | Мойнакская ГЭС - СШ 220 кВ | q | bus | 935 | 0.001 | 0.1 |  | TRUE
3000195 | ПС 1150 кВ Алтай - СШ 500 кВ | q | bus | 1660 | 0.001 | 0.1 |  | TRUE
3000196 | ПС 500 кВ Рубцовская - СШ 220 кВ | q | bus | 1622 | 0.001 | 0.1 |  | TRUE
3000197 | ПС 500 кВ Барабинская - СШ 500 кВ | q | bus | 9917 | 149.2 | 14.92 |  | TRUE
3000198 | ПС 500 кВ Курчатовская - СШ 500 кВ | q | bus | 10002 | -184.07 | 18.407 |  | TRUE
3000199 | ПС 500 кВ Исеть - СШ 500 кВ | q | bus | 10001 | 0.001 | 0.1 |  | TRUE
3000200 | ВЭС Ерейментау - СШ 220 кВ | q | bus | 155 | 0.001 | 0.1 |  | TRUE
3000201 | СЭС Бурное - СШ 220 кВ | q | bus | 810 | 0.001 | 0.1 |  | TRUE
3000202 | Южноуральская ГРЭС-2 - СШ 500 кВ | q | bus | 10000 | 0.001 | 0.1 |  | TRUE
3000203 | ПС 500 кВ Кемин - СШ 220 кВ | q | bus | 2952 | 0.001 | 0.1 |  | TRUE
3000204 | ПС 500 кВ Восход - СШ 220 кВ | q | bus | 1854 | 0.001 | 0.1 |  | TRUE
3000205 | ПС 500 кВ Восход - СШ 500 кВ | q | bus | 1853 | 85.04 | 8.504 |  | TRUE
3000206 | ПС 500 кВ Витязь - СШ 500 кВ | q | bus | 1852 | 0.001 | 0.1 |  | TRUE
3000207 | ПС 500 кВ Кемин - СШ 500 кВ | q | bus | 2951 | 0.001 | 0.1 |  | TRUE
3000208 | Акмолинская ТЭЦ-2 - СШ 220 кВ | q | bus | 108 | -92.1 | 9.21 |  | TRUE
3000209 | ПС 500 кВ Датка - СШ 500 кВ | q | bus | 2950 | 0.001 | 0.1 |  | TRUE
3000210 | ПС 220 кВ Ерменсай - СШ 220 кВ | q | bus | 942 | 0.001 | 0.1 |  | TRUE
3000211 | ПС 500 кВ Новокузнецкая - СШ 500 кВ | q | bus | 1638 | 0.001 | 0.1 |  | TRUE
3000212 | ПС 1150 кВ Итатская - СШ 500 кВ | q | bus | 1636 | 0.001 | 0.1 |  | TRUE
3000213 | ПС 500 кВ Юрга - СШ 500 кВ | q | bus | 1632 | 0.001 | 0.1 |  | TRUE
3000214 | ПС 500 кВ Барабинская - СШ 220 кВ | q | bus | 1671 | 0.001 | 0.1 |  | TRUE
3000215 | ПС 500 кВ Ново-Анжерская - СШ 500 кВ | q | bus | 1633 | 0.001 | 0.1 |  | TRUE
3000216 | Беловская ГРЭС - СШ 500 кВ | q | bus | 1637 | 0.001 | 0.1 |  | TRUE
3000217 | ПС 500 кВ Кузбасская - СШ 500 кВ | q | bus | 1652 | 0.001 | 0.1 |  | TRUE
3000218 | ВЭС Экспо - СШ 220 кВ | q | bus | 188 | 0.001 | 0.1 |  | TRUE
3000219 | СЭС Капчагай - СШ 220 кВ | q | bus | 946 | 0.001 | 0.1 |  | TRUE
3000220 | СЭС Байконыр - СШ 220 кВ | q | bus | 872 | 0.001 | 0.1 |  | TRUE
3000221 | ПС 220 кВ Бадам (т) - СШ 220 кВ | q | bus | 836 | 0.001 | 0.1 |  | TRUE
3000222 | ПС 220 кВ Бурное-тяга (т) - СШ 220 кВ | q | bus | 816 | 0.001 | 0.1 |  | TRUE
3000223 | ПС 220 кВ Жидели (т) - СШ 220 кВ | q | bus | 931 | 0.001 | 0.1 |  | TRUE
3000224 | ПС 220 кВ Мынарал (т) - СШ 220 кВ | q | bus | 924 | 0.001 | 0.1 |  | TRUE
3000225 | ПС 220 кВ Кара-Мурын (т) - СШ 220 кВ | q | bus | 450 | 0.001 | 0.1 |  | TRUE
3000226 | ПС 220 кВ НС-7 - СШ 220 кВ | q | bus | 37 | 0.001 | 0.1 |  | TRUE
3000227 | ПС 220 кВ Сары-Оба (т) - СШ 220 кВ | q | bus | 169 | 0.001 | 0.1 |  | TRUE
3000228 | ПС 220 кВ Ельтай (т) - СШ 220 кВ | q | bus | 178 | 0.001 | 0.1 |  | TRUE
3000229 | ПС 220 кВ ОП-80 (т) - СШ 220 кВ | q | bus | 165 | 0.001 | 0.1 |  | TRUE
3000230 | ПС 220 кВ Челгаши (т) - СШ 220 кВ | q | bus | 585 | 0.001 | 0.1 |  | TRUE
3000231 | СЭС Жалагаш - СШ 220 кВ | q | bus | 866 | 0.001 | 0.1 |  | TRUE
3000232 | ПС 500 кВ Томская - СШ 500 кВ | q | bus | 1651 | 0.001 | 0.1 |  | TRUE
3000233 | ПС 500 кВ Актогай - СШ 220 кВ | q | bus | 223 | 0.001 | 0.1 |  | TRUE
3000234 | ПС 220 кВ Чернозубовка - СШ 220 кВ | q | bus | 186 | 0.001 | 0.1 |  | TRUE
3000235 | ПС 500 кВ Талдыкорган - СШ 220 кВ | q | bus | 988 | 0.001 | 0.1 |  | TRUE
3000236 | ПС 220 кВ Коунрад - СШ 220 кВ | q | bus | 481 | 0.001 | 0.1 |  | TRUE
3000237 | ПС 220 кВ Коунрад - СШ 110 кВ | q | bus | 482 | 0.001 | 0.1 |  | TRUE
3000238 | Карагандинская ТЭЦ-3 - СШ 220 кВ | q | bus | 383 | 0.001 | 0.1 |  | TRUE
3000239 | ПС 500 кВ Талдыкорган - СШ 500 кВ | q | bus | 987 | 0.001 | 0.1 |  | TRUE
3000240 | ПС 220 кВ Металлургическая - СШ 220 кВ | q | bus | 384 | 0.001 | 0.1 |  | TRUE
3000241 | ПС 500 кВ Семей - СШ 500 кВ | q | bus | 980 | 0.001 | 0.1 |  | TRUE
3000242 | отпайка Л-2278 | q | bus | 314 | 0.001 | 0.1 |  | TRUE
3000243 | ПС 500 кВ Семей - СШ 220 кВ | q | bus | 981 | 0.001 | 0.1 |  | TRUE
3000244 | отпайка Л-2288 | q | bus | 315 | 0.001 | 0.1 |  | TRUE
3000245 | ПС 500 кВ Тюмень - СШ 500 кВ | q | bus | 4730 | 0.001 | 0.1 |  | TRUE
3000246 | ПС 500 кВ Беркут - СШ 500 кВ | q | bus | 4728 | 86.4 | 8.64 |  | TRUE
3000247 | Ириклинская ГРЭС - СШ 500 кВ | q | bus | 4790 | 0.001 | 0.1 |  | TRUE
3000248 | Троицкая ГРЭС - СШ 220 кВ | q | bus | 4798 | 0.001 | 0.1 |  | TRUE
3000249 | Троицкая ГРЭС - СШ 500 кВ | q | bus | 4799 | 0.001 | 0.1 |  | TRUE
3000250 | ПС 500 кВ ЕГПП - СШ 220 кВ | q | bus | 170 | 2.83 | 0.283 |  | TRUE
3000251 | ПС 500 кВ ЕГПП - СШ 500 кВ | q | bus | 180 | 0.001 | 0.1 |  | TRUE
3000252 | ПС 1150 кВ Кокшетауская - СШ 500 кВ | q | bus | 175 | 0.001 | 0.1 |  | TRUE
3000253 | ПС 500 кВ Козырево - СШ 500 кВ | q | bus | 4703 | -161.1 | 16.11 |  | TRUE
3000254 | Рефтинская ГРЭС - СШ 500 кВ | q | bus | 4702 | 0.001 | 0.1 |  | TRUE
3000255 | ПС 500 кВ Южная - СШ 500 кВ | q | bus | 4701 | 0.001 | 0.1 |  | TRUE
3000256 | ПС 220 кВ Апановка (т) - СШ 220 кВ | q | bus | 573 | 0.001 | 0.1 |  | TRUE
3000257 | ПС 220 кВ Лисаковская - СШ 220 кВ | q | bus | 574 | -13.83 | 1.383 |  | TRUE
3000258 | ПС 500 кВ Сокол - СШ 220 кВ | q | bus | 575 | -1.91 | 0.191 |  | TRUE
3000259 | ПС 500 кВ Сокол - СШ 500 кВ | q | bus | 576 | 0.001 | 0.1 |  | TRUE
3000260 | ПС 500 кВ Житикара - СШ 500 кВ | q | bus | 577 | -45.88 | 4.588 |  | TRUE
3000261 | ПС 500 кВ Житикара - СШ 110 кВ | q | bus | 578 | 0.001 | 0.1 |  | TRUE
3000262 | ПС 500 кВ Приваловская - СШ 500 кВ | q | bus | 10004 | -28.12 | 2.812 |  | TRUE
3000263 | ПС 500 кВ Шагол - СШ 500 кВ | q | bus | 4782 | -311.26 | 31.126 |  | TRUE
3000264 | ПС 500 кВ Бекетово - СШ 500 кВ | q | bus | 4709 | 0.001 | 0.1 |  | TRUE
3000265 | ПС 500 кВ Заря - СШ 500 кВ | q | bus | 1631 | 0.001 | 0.1 |  | TRUE
3000266 | ПС 220 кВ Качары - СШ 220 кВ | q | bus | 582 | 0.7 | 0.07 |  | TRUE
3000267 | ПС 500 кВ Магнитогорская - СШ 500 кВ | q | bus | 4785 | -306.59 | 30.659 |  | TRUE
3000268 | ПС 1150 кВ Костанайская - СШ 500 кВ | q | bus | 590 | 0.001 | 0.1 |  | TRUE
3000269 | ПС 1150 кВ Костанайская - СШ 220 кВ | q | bus | 592 | 0.001 | 0.1 |  | TRUE
3000270 | ПС 220 кВ Центральная - СШ 220 кВ | q | bus | 593 | -43.44 | 4.344 |  | TRUE
3000271 | ПС 220 кВ Сарбайская - СШ 220 кВ | q | bus | 594 | 0.001 | 0.1 |  | TRUE
3000272 | ПС 220 кВ Приуральская - СШ 220 кВ | q | bus | 595 | 0.001 | 0.1 |  | TRUE
3000273 | ПС 500 кВ Златоуст - СШ 500 кВ | q | bus | 4715 | -141.53 | 14.153 |  | TRUE
3000274 | ПС 500 кВ Кропачево - СШ 500 кВ | q | bus | 4714 | -59.63 | 5.963 |  | TRUE
3000275 | ПС 500 кВ Уфимская - СШ 500 кВ | q | bus | 4712 | 0.001 | 0.1 |  | TRUE
3000276 | ПС 220 кВ Заречная - СШ 220 кВ | q | bus | 596 | 0.001 | 0.1 |  | TRUE
3000277 | ПС 1150 кВ Челябинская - СШ 500 кВ | q | bus | 4705 | 0.001 | 0.1 |  | TRUE
3000278 | ПС 220 кВ ПС-51 - СШ 220 кВ | q | bus | 251 | 19.88 | 1.988 |  | TRUE
3000279 | ЭГРЭС-1 - СШ 500 кВ | q | bus | 25 | 0.001 | 0.1 |  | TRUE
3000280 | ПС 1150 кВ Экибастузская - СШ 500 кВ | q | bus | 26 | 0.001 | 0.1 |  | TRUE
3000281 | ЭГРЭС-2 - СШ 500 кВ | q | bus | 28 | 0.001 | 0.1 |  | TRUE
3000282 | ЭГРЭС-2 - СШ 220 кВ | q | bus | 29 | 0.001 | 0.1 |  | TRUE
3000283 | ЕЭК Блоки 5,6,7,8 | q | bus | 30 | 0.001 | 0.1 |  | TRUE
3000284 | ЕЭК - СШ 500 кВ | q | bus | 31 | 0.001 | 0.1 |  | TRUE
3000285 | ЕЭК Блоки 2,3,4 | q | bus | 32 | 0.001 | 0.1 |  | TRUE
3000286 | ЕЭК - СШ 220 кВ | q | bus | 33 | 0.001 | 0.1 |  | TRUE
3000287 | ПС 220 кВ Калкаман - СШ 220 кВ | q | bus | 36 | 0.001 | 0.1 |  | TRUE
3000288 | ПС 220 кВ Экибастузская - СШ 220 кВ | q | bus | 38 | 1.85 | 0.185 |  | TRUE
3000289 | ЭГРЭС-1 - СШ 220 кВ | q | bus | 39 | 0.001 | 0.1 |  | TRUE
3000290 | ЭГРЭС-1 Блок 2 | q | bus | 50 | 0.001 | 0.1 |  | TRUE
3000291 | ЭГРЭС-1 Блоки 3,4,5,6,7,8 | q | bus | 51 | 0.001 | 0.1 |  | TRUE
3000292 | ПС 220 кВ ЭПК - СШ 220 кВ | q | bus | 53 | 0.001 | 0.1 |  | TRUE
3000293 | ПС 220 кВ ЦРМЗ - СШ 220 кВ | q | bus | 54 | 0.001 | 0.1 |  | TRUE
3000294 | ПС 220 кВ Строительная -2 - СШ 220 кВ | q | bus | 56 | 0.001 | 0.1 |  | TRUE
3000295 | ПС 220 кВ Уленты (т) - СШ 220 кВ | q | bus | 58 | 0.001 | 0.1 |  | TRUE
3000296 | ПС 220 кВ Бозщаколь (т) - СШ 220 кВ | q | bus | 59 | 0.001 | 0.1 |  | TRUE
3000297 | ЭГРЭС-2 Блоки 1,2 | q | bus | 60 | 0.001 | 0.1 |  | TRUE
3000298 | ПС 220 кВ Таскудык (т) - СШ 220 кВ | q | bus | 61 | 0.001 | 0.1 |  | TRUE
3000299 | ПС 500 кВ Нура - СШ 500 кВ | q | bus | 325 | 0.001 | 0.1 |  | TRUE
3000300 | ПС 500 кВ ЦГПП - СШ 500 кВ | q | bus | 129 | 0.001 | 0.1 |  | TRUE
3000301 | ПС 220 кВ Ерментау (т) - СШ 220 кВ | q | bus | 166 | 0.001 | 0.1 |  | TRUE
3000302 | ПС 500 кВ Рубцовская - СШ 500 кВ | q | bus | 1621 | 0.001 | 0.1 |  | TRUE
3000303 | ПС 500 кВ Таврическая - СШ 500 кВ | q | bus | 1817 | 0.001 | 0.1 |  | TRUE
3000304 | ПС 500 кВ Иртышская - СШ 500 кВ | q | bus | 1850 | 0.001 | 0.1 |  | TRUE
3000305 | ПС 500 кВ КЭЗ - СШ 500 кВ | q | bus | 27 | 0.001 | 0.1 |  | TRUE
3000306 | ПС 220 кВ ПС-14 - СШ 220 кВ | q | bus | 214 | -14.32 | 1.432 |  | TRUE
3000307 | ПС 220 кВ ПС-18 - СШ 220 кВ | q | bus | 218 | 0.001 | 0.1 |  | TRUE
3000308 | Шульбинская ГЭС - СШ 220 кВ | q | bus | 220 | 4.27 | 0.427 |  | TRUE
3000309 | ПС 500 кВ Усть-каменогорская - СШ 500 кВ | q | bus | 240 | 0.001 | 0.1 |  | TRUE
3000310 | ПС 500 кВ Усть-Каменогорская - СШ 220 кВ | q | bus | 241 | 0.001 | 0.1 |  | TRUE
3000311 | Шульбинская ГЭС - СШ 13,8 кВ | q | bus | 221 | 0.001 | 0.1 |  | TRUE
3000312 | ПС 220 кВ Шоптыколь (т) - СШ 220 кВ | q | bus | 101 | 0.001 | 0.1 |  | TRUE
3000313 | ПС 220 кВ Батыс - СШ 220 кВ | q | bus | 102 | -35.25 | 3.525 |  | TRUE
3000314 | ПС 220 кВ Достык - СШ 220 кВ | q | bus | 103 | -1110.4 | 111.04 |  | TRUE
3000315 | ПС 220 кВ Шыгыс - СШ 220 кВ | q | bus | 104 | 0.8 | 0.08 |  | TRUE
3000316 | ПС 220 кВ Осакаровка - СШ 220 кВ | q | bus | 306 | -15.23 | 1.523 |  | TRUE
3000317 | ПС 220 кВ Cарань - СШ 220 кВ | q | bus | 308 | 0.001 | 0.1 |  | TRUE
3000318 | ПС 220 кВ НС-19 - СШ 220 кВ | q | bus | 309 | 0.001 | 0.1 |  | TRUE
3000319 | ПС 500 кВ Нура - СШ 220 кВ | q | bus | 310 | 2.78 | 0.278 |  | TRUE
3000320 | ГРЭС-2 Топар - СШ 220 кВ | q | bus | 355 | 0.001 | 0.1 |  | TRUE
3000321 | ПС 220 кВ Айса (т) - СШ 220 кВ | q | bus | 452 | 0.001 | 0.1 |  | TRUE
3000322 | ПС 220 кВ Жана-арка - СШ 220 кВ | q | bus | 453 | 0.001 | 0.1 |  | TRUE
3000323 | ПС 220 кВ Барсенгир - СШ 220 кВ | q | bus | 454 | 0.001 | 0.1 |  | TRUE
3000324 | ПС 220 кВ Кумколь СШ 110кВ | q | bus | 455 | 0.001 | 0.1 |  | TRUE
3000325 | ПС 220 кВ Кайракты - СШ 220 кВ | q | bus | 457 | 0.001 | 0.1 |  | TRUE
3000326 | Жезказган ТЭЦ - СШ 220 кВ | q | bus | 463 | 0.001 | 0.1 |  | TRUE
3000327 | ПС 220 кВ Никольская - СШ 220 кВ | q | bus | 464 | -50.3 | 5.03 |  | TRUE
3000328 | ПС 220 кВ Kаражал - СШ 220 кВ | q | bus | 465 | 0.001 | 0.1 |  | TRUE
3000329 | ПС 500 кВ Жезказган - СШ 220 кВ | q | bus | 466 | 0.001 | 0.1 |  | TRUE
3000330 | ПС 220 кВ Кумколь - СШ 220 кВ | q | bus | 467 | 0.001 | 0.1 |  | TRUE
3000331 | ПС 500 кВ Агадырь - СШ 220 кВ | q | bus | 468 | 93.87 | 9.387 |  | TRUE
3000332 | ПС 500 кВ Агадырь - СШ 500 кВ | q | bus | 469 | 0.001 | 0.1 |  | TRUE
3000333 | Балхашская ТЭЦ СШ 110кВ | q | bus | 471 | 0.001 | 0.1 |  | TRUE
3000334 | ПС 220 кВ Балхашская СШ 110кВ | q | bus | 472 | 0.001 | 0.1 |  | TRUE
3000335 | ПС 220 кВ Балхашская - СШ 220 кВ | q | bus | 473 | 0.001 | 0.1 |  | TRUE
3000336 | ПС 220 кВ Акчатау - СШ 220 кВ | q | bus | 474 | 0.001 | 0.1 |  | TRUE
3000337 | ПС 220 кВ Mоинты (т) - СШ 220 кВ | q | bus | 475 | 0.001 | 0.1 |  | TRUE
3000338 | ПС 500 кВ Жезказган - СШ 500 кВ | q | bus | 480 | 0.001 | 0.1 |  | TRUE
3000339 | ПС 500 кВ ЮКГРЭС - СШ 500 кВ | q | bus | 900 | 0.001 | 0.1 |  | TRUE
3000340 | ПС 500 кВ Фрунзе - СШ 500 кВ | q | bus | 2919 | 0.001 | 0.1 |  | TRUE
3000341 | ПС 500 кВ ЮКГРЭС - СШ 220 кВ | q | bus | 901 | -1.11 | 0.111 |  | TRUE
3000342 | ПС 500 кВ Алматы - СШ 500 кВ | q | bus | 902 | 0.001 | 0.1 |  | TRUE
3000343 | ПС 500 кВ Алма - СШ 500 кВ | q | bus | 938 | 0.001 | 0.1 |  | TRUE
3000344 | ПС 500 кВ Алматы - СШ 220 кВ | q | bus | 903 | 0.001 | 0.1 |  | TRUE
3000345 | ПС 500 кВ Алма - СШ 220 кВ | q | bus | 939 | 0.001 | 0.1 |  | TRUE
3000346 | Алматинская ТЭЦ-3 - СШ 220 кВ | q | bus | 904 | 0.001 | 0.1 |  | TRUE
3000347 | ПС 220 кВ Робот - СШ 220 кВ | q | bus | 907 | 0.001 | 0.1 |  | TRUE
3000348 | ПС 220 кВ Бесагаш - СШ 220 кВ | q | bus | 940 | -44.55 | 4.455 |  | TRUE
3000349 | ПС 220 кВ ПС-62А - СШ 220 кВ | q | bus | 908 | 0.001 | 0.1 |  | TRUE
3000350 | Капшагайская ГЭС - СШ 220 кВ | q | bus | 909 | 0.001 | 0.1 |  | TRUE
3000351 | ПС 220 кВ Шелек - СШ 220 кВ | q | bus | 911 | 0.001 | 0.1 |  | TRUE
3000352 | ПС 220 кВ ПС-7А (Алм) - СШ 220 кВ | q | bus | 912 | 0.001 | 0.1 |  | TRUE
3000353 | ПС 220 кВ ПС-7А (Алм) - СШ 110 кВ | q | bus | 913 | 0.001 | 0.1 |  | TRUE
3000354 | ПС 220 кВ Западная - СШ 220 кВ | q | bus | 918 | 0 | 0.1 |  | TRUE
3000355 | ПС 220 кВ Шыганак (т) - СШ 220 кВ | q | bus | 925 | 0.001 | 0.1 |  | TRUE
3000356 | ПС 220 кВ Сары-озек - СШ 220 кВ | q | bus | 950 | 0.001 | 0.1 |  | TRUE
3000357 | ПС 220 кВ Талдыкорганская - СШ 220 кВ | q | bus | 951 | -31.9 | 3.19 |  | TRUE
3000358 | ПС 220 кВ Главная - СШ 220 кВ | q | bus | 2916 | 0.001 | 0.1 |  | TRUE
3000359 | ПС 220 кВ Медеу (т) - СШ 220 кВ | q | bus | 928 | 0.001 | 0.1 |  | TRUE
3000360 | ПС 220 кВ Таугуль - СШ 220 кВ | q | bus | 929 | 0.001 | 0.1 |  | TRUE
3000361 | ПС 500 кВ Шу - СШ 220 кВ | q | bus | 932 | 12.2 | 1.22 |  | TRUE
3000362 | ПС 220 кВ Аспара (т) - СШ 220 кВ | q | bus | 814 | 0.001 | 0.1 |  | TRUE
3000363 | ПС 500 кВ Жамбыл - СШ 500 кВ | q | bus | 800 | 0.001 | 0.1 |  | TRUE
3000364 | ПС 500 кВ Жамбыл - СШ 220 кВ | q | bus | 801 | -101.11 | 10.111 |  | TRUE
3000365 | ПС 220 кВ Бурное - СШ 220 кВ | q | bus | 802 | 0.001 | 0.1 |  | TRUE
3000366 | ПС 220 кВ Каратау - СШ 220 кВ | q | bus | 803 | 0.72 | 0.072 |  | TRUE
3000367 | ПС 220 кВ Опорная - СШ 220 кВ | q | bus | 804 | -11.48 | 1.148 |  | TRUE
3000368 | Жамбылская ГРЭС - СШ 220 кВ | q | bus | 805 | 0.001 | 0.1 |  | TRUE
3000369 | ПС 220 кВ Мерке - СШ 220 кВ | q | bus | 809 | 0.001 | 0.1 |  | TRUE
3000370 | ПС 220 кВ Жамбыл-тяга (т) - СШ 220 кВ | q | bus | 815 | 0.001 | 0.1 |  | TRUE
3000371 | ПС 500 кВ Шымкент - СШ 500 кВ | q | bus | 830 | 0.001 | 0.1 |  | TRUE
3000372 | ПС 500 кВ Шымкент - СШ 220 кВ | q | bus | 831 | 41.77 | 4.177 |  | TRUE
3000373 | ПС 220 кВ Сас-тюбе - СШ 220 кВ | q | bus | 834 | -1.97 | 0.197 |  | TRUE
3000374 | ПС 220 кВ Ванновка - СШ 220 кВ | q | bus | 835 | -6.78 | 0.678 |  | TRUE
3000375 | ПС 220 кВ Жылга (т) - СШ 220 кВ | q | bus | 839 | 0.001 | 0.1 |  | TRUE
3000376 | ПС 220 кВ Кентау - СШ 220 кВ | q | bus | 840 | -49.28 | 4.928 |  | TRUE
3000377 | ПС 220 кВ Шолак-корган - СШ 220 кВ | q | bus | 841 | 0.001 | 0.1 |  | TRUE
3000378 | ПС 220 кВ Шымкентская - СШ 220 кВ | q | bus | 843 | -97.16 | 9.716 |  | TRUE
3000379 | ПС 220 кВ Кызылсай (т) - СШ 220 кВ | q | bus | 845 | 0.001 | 0.1 |  | TRUE
3000380 | ПС 220 кВ ГНПС - СШ 220 кВ | q | bus | 846 | 0.001 | 0.1 |  | TRUE
3000381 | Кызылординская ТЭЦ - СШ 220 кВ | q | bus | 860 | 0.001 | 0.1 |  | TRUE
3000382 | отпайка Л-2019 | q | bus | 861 | 0.001 | 0.1 |  | TRUE
3000383 | ПС 220 кВ Кызылординская - СШ 220 кВ | q | bus | 862 | -14.99 | 1.499 |  | TRUE
3000384 | ПС 220 кВ Шиели - СШ 220 кВ | q | bus | 863 | 0.001 | 0.1 |  | TRUE
3000385 | ПС 220 кВ Жанакорган - СШ 220 кВ | q | bus | 865 | 0.001 | 0.1 |  | TRUE
3000386 | ПС 500 кВ Фрунзе - СШ 220 кВ | q | bus | 2918 | 0.001 | 0.1 |  | TRUE
3000387 | Ташкентская ГРЭС - СШ 500 кВ | q | bus | 2924 | 0.001 | 0.1 |  | TRUE
3000388 | Ташкентская ГРЭС - СШ 220 кВ | q | bus | 2925 | 0.001 | 0.1 |  | TRUE
3000389 | ПС 220 кВ ГПП-2 - СШ 220 кВ | q | bus | 5957 | 0.001 | 0.1 |  | TRUE
3000390 | ПС 500 кВ Таврическая - СШ 220 кВ | q | bus | 1816 | 0.001 | 0.1 |  | TRUE
3000391 | ПС 500 кВ Иртышская - СШ 220 кВ | q | bus | 1851 | 0.001 | 0.1 |  | TRUE
3000392 | ПС 220 кВ Миргалимсай - СШ 220 кВ | q | bus | 842 | -33.66 | 3.366 |  | TRUE
3000393 | ПС 220 кВ Еркеншилик (т) - СШ 220 кВ | q | bus | 167 | 0.001 | 0.1 |  | TRUE
3000394 | ПС 220 кВ Жолымбет - СШ 220 кВ | q | bus | 123 | 0.001 | 0.1 |  | TRUE
3000395 | ПС 500 кВ ЦГПП - СШ 110 кВ | q | bus | 124 | 0.001 | 0.1 |  | TRUE
3000396 | ПС 220 кВ Танкерис (т) - СШ 220 кВ | q | bus | 179 | 0.001 | 0.1 |  | TRUE
3000397 | ПС 220 кВ Бурабай (т) - СШ 220 кВ | q | bus | 126 | 0.001 | 0.1 |  | TRUE
3000398 | ПС 500 кВ ЦГПП - СШ 220 кВ | q | bus | 130 | 0.001 | 0.1 |  | TRUE
3000399 | ПС 220 кВ Жалтыр (т) - СШ 220 кВ | q | bus | 132 | 0.001 | 0.1 |  | TRUE
3000400 | ПС 220 кВ Атбасар - СШ 220 кВ | q | bus | 134 | -38.85 | 3.885 |  | TRUE
3000401 | ПС 220 кВ КГПП - СШ 220 кВ | q | bus | 135 | -2.27 | 0.227 |  | TRUE
3000402 | ПС 220 кВ Красноармейская - СШ 220 кВ | q | bus | 159 | 0.001 | 0.1 |  | TRUE
3000403 | ПС 220 кВ Киялы - СШ 220 кВ | q | bus | 136 | 0.001 | 0.1 |  | TRUE
3000404 | ПС 500 кВ Барнаул - СШ 500 кВ | q | bus | 1630 | 0.001 | 0.1 |  | TRUE
3000405 | ПС 220 кВ Смирново - СШ 220 кВ | q | bus | 143 | 0.001 | 0.1 |  | TRUE
3000406 | Петропавловская ТЭЦ-2 - СШ 220 кВ | q | bus | 144 | 0.001 | 0.1 |  | TRUE
3000407 | ПС 500 кВ Аврора - СШ 500 кВ | q | bus | 147 | 0.001 | 0.1 |  | TRUE
3000408 | ПС 500 кВ Аврора - СШ 220 кВ | q | bus | 148 | 44.38 | 4.438 |  | TRUE
3000409 | ПС 220 кВ Макинск - СШ 220 кВ | q | bus | 150 | -8.2 | 0.82 |  | TRUE
3000410 | ПС 220 кВ Степная - СШ 220 кВ | q | bus | 151 | 0.001 | 0.1 |  | TRUE
3000411 | Токтогульская ГЭС - СШ 500 кВ | q | bus | 2921 | 0.001 | 0.1 |  | TRUE
3000412 | ПС 220 кВ Янко (т) - СШ 220 кВ | q | bus | 153 | 0.001 | 0.1 |  | TRUE
3000413 | ПС 220 кВ Буран - СШ 220 кВ | q | bus | 173 | -1.65 | 0.165 |  | TRUE
3000414 | ПС 220 кВ Уголки (т) - СШ 220 кВ | q | bus | 156 | 0.001 | 0.1 |  | TRUE
3000415 | ПС 220 кВ Куйбышевская - СШ 220 кВ | q | bus | 157 | 2.41 | 0.241 |  | TRUE
3000416 | ПС 1150 кВ Кокшетауская - СШ 220 кВ | q | bus | 176 | -28.54 | 2.854 |  | TRUE
3000417 | ПС 220 кВ Перекатная (т) - СШ 220 кВ | q | bus | 172 | 0.001 | 0.1 |  | TRUE
3000418 | ПС 500 кВ Курган - СШ 500 кВ | q | bus | 4727 | -86.7 | 8.67 |  | TRUE
3000419 | ПС 500 кВ Шу - СШ 500 кВ | q | bus | 9932 | 0.001 | 0.1 |  | TRUE
3000420 | ПС 500 кВ Смеловская - СШ 500 кВ | q | bus | 10003 | -98.91 | 9.891 |  | TRUE
3000421 | ПС 220 кВ БГОК - СШ 220 кВ | q | bus | 62 | 0.001 | 0.1 |  | TRUE
3000422 | ПС 220 кВ Коян-коз - СШ 220 кВ | q | bus | 953 | 0.001 | 0.1 |  | TRUE
3000423 | Шымкентская ТЭЦ-3 - СШ 220 кВ | q | bus | 813 | 0.001 | 0.1 |  | TRUE
3000424 | ПС 500 кВ Барнаульская - СШ 220 кВ | q | bus | 1640 | 0.001 | 0.1 |  | TRUE
3000425 | ПС 220 кВ РУ-6 - СШ 220 кВ | q | bus | 869 | -5.09 | 0.509 |  | TRUE
3000426 | ПС 500 кВ Актогай - СШ 500 кВ | q | bus | 986 | 0.001 | 0.1 |  | TRUE
3000427 | Мойнакская ГЭС - СШ 220 кВ | q | bus | 935 | 0.001 | 0.1 |  | TRUE
3000428 | ПС 1150 кВ Алтай - СШ 500 кВ | q | bus | 1660 | 0.001 | 0.1 |  | TRUE
3000429 | ПС 500 кВ Рубцовская - СШ 220 кВ | q | bus | 1622 | 0.001 | 0.1 |  | TRUE
3000430 | ПС 500 кВ Барабинская - СШ 500 кВ | q | bus | 9917 | 0.001 | 0.1 |  | TRUE
3000431 | ПС 500 кВ Курчатовская - СШ 500 кВ | q | bus | 10002 | 0.001 | 0.1 |  | TRUE
3000432 | ПС 500 кВ Исеть - СШ 500 кВ | q | bus | 10001 | 0.001 | 0.1 |  | TRUE
3000433 | ВЭС Ерейментау - СШ 220 кВ | q | bus | 155 | 0 | 0.1 |  | TRUE
3000434 | СЭС Бурное - СШ 220 кВ | q | bus | 810 | 0 | 0.1 |  | TRUE
3000435 | Южноуральская ГРЭС-2 - СШ 500 кВ | q | bus | 10000 | 0.001 | 0.1 |  | TRUE
3000436 | ПС 500 кВ Кемин - СШ 220 кВ | q | bus | 2952 | 0.001 | 0.1 |  | TRUE
3000437 | ПС 500 кВ Восход - СШ 220 кВ | q | bus | 1854 | 0.001 | 0.1 |  | TRUE
3000438 | ПС 500 кВ Восход - СШ 500 кВ | q | bus | 1853 | 0.001 | 0.1 |  | TRUE
3000439 | ПС 500 кВ Витязь - СШ 500 кВ | q | bus | 1852 | 0.02 | 0.002 |  | TRUE
3000440 | ПС 500 кВ Кемин - СШ 500 кВ | q | bus | 2951 | 0.001 | 0.1 |  | TRUE
3000441 | Акмолинская ТЭЦ-2 - СШ 220 кВ | q | bus | 108 | 0.001 | 0.1 |  | TRUE
3000442 | ПС 500 кВ Датка - СШ 500 кВ | q | bus | 2950 | 0.001 | 0.1 |  | TRUE
3000443 | ПС 220 кВ Ерменсай - СШ 220 кВ | q | bus | 942 | 0.001 | 0.1 |  | TRUE
3000444 | ПС 500 кВ Новокузнецкая - СШ 500 кВ | q | bus | 1638 | 0.001 | 0.1 |  | TRUE
3000445 | ПС 1150 кВ Итатская - СШ 500 кВ | q | bus | 1636 | 0.001 | 0.1 |  | TRUE
3000446 | ПС 500 кВ Юрга - СШ 500 кВ | q | bus | 1632 | 0.001 | 0.1 |  | TRUE
3000447 | ПС 500 кВ Барабинская - СШ 220 кВ | q | bus | 1671 | 0.001 | 0.1 |  | TRUE
3000448 | ПС 500 кВ Ново-Анжерская - СШ 500 кВ | q | bus | 1633 | 0.001 | 0.1 |  | TRUE
3000449 | Беловская ГРЭС - СШ 500 кВ | q | bus | 1637 | 0.001 | 0.1 |  | TRUE
3000450 | ПС 500 кВ Кузбасская - СШ 500 кВ | q | bus | 1652 | 0.001 | 0.1 |  | TRUE
3000451 | ВЭС Экспо - СШ 220 кВ | q | bus | 188 | 1.17 | 0.117 |  | TRUE
3000452 | СЭС Капчагай - СШ 220 кВ | q | bus | 946 | 0.55 | 0.055 |  | TRUE
3000453 | СЭС Байконыр - СШ 220 кВ | q | bus | 872 | 0.001 | 0.1 |  | TRUE
3000454 | ПС 220 кВ Бадам (т) - СШ 220 кВ | q | bus | 836 | 0.001 | 0.1 |  | TRUE
3000455 | ПС 220 кВ Бурное-тяга (т) - СШ 220 кВ | q | bus | 816 | 0.001 | 0.1 |  | TRUE
3000456 | ПС 220 кВ Жидели (т) - СШ 220 кВ | q | bus | 931 | 0.001 | 0.1 |  | TRUE
3000457 | ПС 220 кВ Мынарал (т) - СШ 220 кВ | q | bus | 924 | 0.001 | 0.1 |  | TRUE
3000458 | ПС 220 кВ Кара-Мурын (т) - СШ 220 кВ | q | bus | 450 | 0.001 | 0.1 |  | TRUE
3000459 | ПС 220 кВ НС-7 - СШ 220 кВ | q | bus | 37 | 0.001 | 0.1 |  | TRUE
3000460 | ПС 220 кВ Сары-Оба (т) - СШ 220 кВ | q | bus | 169 | 0.001 | 0.1 |  | TRUE
3000461 | ПС 220 кВ Ельтай (т) - СШ 220 кВ | q | bus | 178 | 0.001 | 0.1 |  | TRUE
3000462 | ПС 220 кВ ОП-80 (т) - СШ 220 кВ | q | bus | 165 | 0.001 | 0.1 |  | TRUE
3000463 | ПС 220 кВ Челгаши (т) - СШ 220 кВ | q | bus | 585 | 0.001 | 0.1 |  | TRUE
3000464 | СЭС Жалагаш - СШ 220 кВ | q | bus | 866 | 0.001 | 0.1 |  | TRUE
3000465 | ПС 500 кВ Томская - СШ 500 кВ | q | bus | 1651 | 0.001 | 0.1 |  | TRUE
3000466 | ПС 500 кВ Актогай - СШ 220 кВ | q | bus | 223 | 0.001 | 0.1 |  | TRUE

## line_std_types
| c_nf_per_km | r_ohm_per_km | x_ohm_per_km | max_i_ka | type | q_mm2 | alpha
NAYY 4x50 SE | 210 | 0.642 | 0.083 | 0.142 | cs | 50 | 0.00403
NAYY 4x120 SE | 264 | 0.225 | 0.08 | 0.242 | cs | 120 | 0.00403
NAYY 4x150 SE | 261 | 0.208 | 0.08 | 0.27 | cs | 150 | 0.00403
NA2XS2Y 1x95 RM/25 12/20 kV | 216 | 0.313 | 0.132 | 0.252 | cs | 95 | 0.00403
NA2XS2Y 1x185 RM/25 12/20 kV | 273 | 0.161 | 0.117 | 0.362 | cs | 185 | 0.00403
NA2XS2Y 1x240 RM/25 12/20 kV | 304 | 0.122 | 0.112 | 0.421 | cs | 240 | 0.00403
NA2XS2Y 1x95 RM/25 6/10 kV | 315 | 0.313 | 0.123 | 0.249 | cs | 95 | 0.00403
NA2XS2Y 1x185 RM/25 6/10 kV | 406 | 0.161 | 0.11 | 0.358 | cs | 185 | 0.00403
NA2XS2Y 1x240 RM/25 6/10 kV | 456 | 0.122 | 0.105 | 0.416 | cs | 240 | 0.00403
NA2XS2Y 1x150 RM/25 12/20 kV | 250 | 0.206 | 0.116 | 0.319 | cs | 150 | 0.00403
NA2XS2Y 1x120 RM/25 12/20 kV | 230 | 0.253 | 0.119 | 0.283 | cs | 120 | 0.00403
NA2XS2Y 1x70 RM/25 12/20 kV | 190 | 0.443 | 0.132 | 0.22 | cs | 70 | 0.00403
NA2XS2Y 1x150 RM/25 6/10 kV | 360 | 0.206 | 0.11 | 0.315 | cs | 150 | 0.00403
NA2XS2Y 1x120 RM/25 6/10 kV | 340 | 0.253 | 0.113 | 0.28 | cs | 120 | 0.00403
NA2XS2Y 1x70 RM/25 6/10 kV | 280 | 0.443 | 0.123 | 0.217 | cs | 70 | 0.00403
N2XS(FL)2Y 1x120 RM/35 64/110 kV | 112 | 0.153 | 0.166 | 0.366 | cs | 120 | 0.00393
N2XS(FL)2Y 1x185 RM/35 64/110 kV | 125 | 0.099 | 0.156 | 0.457 | cs | 185 | 0.00393
N2XS(FL)2Y 1x240 RM/35 64/110 kV | 135 | 0.075 | 0.149 | 0.526 | cs | 240 | 0.00393
N2XS(FL)2Y 1x300 RM/35 64/110 kV | 144 | 0.06 | 0.144 | 0.588 | cs | 300 | 0.00393
15-AL1/3-ST1A 0.4 | 11 | 1.8769 | 0.35 | 0.105 | ol | 16 | 0.00403
24-AL1/4-ST1A 0.4 | 11.25 | 1.2012 | 0.335 | 0.14 | ol | 24 | 0.00403
48-AL1/8-ST1A 0.4 | 12.2 | 0.5939 | 0.3 | 0.21 | ol | 48 | 0.00403
94-AL1/15-ST1A 0.4 | 13.2 | 0.306 | 0.29 | 0.35 | ol | 94 | 0.00403
34-AL1/6-ST1A 10.0 | 9.7 | 0.8342 | 0.36 | 0.17 | ol | 34 | 0.00403
48-AL1/8-ST1A 10.0 | 10.1 | 0.5939 | 0.35 | 0.21 | ol | 48 | 0.00403
70-AL1/11-ST1A 10.0 | 10.4 | 0.4132 | 0.339 | 0.29 | ol | 70 | 0.00403
94-AL1/15-ST1A 10.0 | 10.75 | 0.306 | 0.33 | 0.35 | ol | 94 | 0.00403
122-AL1/20-ST1A 10.0 | 11.1 | 0.2376 | 0.323 | 0.41 | ol | 122 | 0.00403
149-AL1/24-ST1A 10.0 | 11.25 | 0.194 | 0.315 | 0.47 | ol | 149 | 0.00403
34-AL1/6-ST1A 20.0 | 9.15 | 0.8342 | 0.382 | 0.17 | ol | 34 | 0.00403
48-AL1/8-ST1A 20.0 | 9.5 | 0.5939 | 0.372 | 0.21 | ol | 48 | 0.00403
70-AL1/11-ST1A 20.0 | 9.7 | 0.4132 | 0.36 | 0.29 | ol | 70 | 0.00403
94-AL1/15-ST1A 20.0 | 10 | 0.306 | 0.35 | 0.35 | ol | 94 | 0.00403
122-AL1/20-ST1A 20.0 | 10.3 | 0.2376 | 0.344 | 0.41 | ol | 122 | 0.00403
149-AL1/24-ST1A 20.0 | 10.5 | 0.194 | 0.337 | 0.47 | ol | 149 | 0.00403
184-AL1/30-ST1A 20.0 | 10.75 | 0.1571 | 0.33 | 0.535 | ol | 184 | 0.00403
243-AL1/39-ST1A 20.0 | 11 | 0.1188 | 0.32 | 0.645 | ol | 243 | 0.00403
48-AL1/8-ST1A 110.0 | 8 | 0.5939 | 0.46 | 0.21 | ol | 48 | 0.00403
70-AL1/11-ST1A 110.0 | 8.4 | 0.4132 | 0.45 | 0.29 | ol | 70 | 0.00403
94-AL1/15-ST1A 110.0 | 8.65 | 0.306 | 0.44 | 0.35 | ol | 94 | 0.00403
122-AL1/20-ST1A 110.0 | 8.5 | 0.2376 | 0.43 | 0.41 | ol | 122 | 0.00403
149-AL1/24-ST1A 110.0 | 8.75 | 0.194 | 0.41 | 0.47 | ol | 149 | 0.00403
184-AL1/30-ST1A 110.0 | 8.8 | 0.1571 | 0.4 | 0.535 | ol | 184 | 0.00403
243-AL1/39-ST1A 110.0 | 9 | 0.1188 | 0.39 | 0.645 | ol | 243 | 0.00403
305-AL1/39-ST1A 110.0 | 9.2 | 0.0949 | 0.38 | 0.74 | ol | 305 | 0.00403
490-AL1/64-ST1A 110.0 | 9.75 | 0.059 | 0.37 | 0.96 | ol | 490 | 0.00403
679-AL1/86-ST1A 110.0 | 9.95 | 0.042 | 0.36 | 1.15 | ol | 679 | 0.00403
490-AL1/64-ST1A 220.0 | 10 | 0.059 | 0.285 | 0.96 | ol | 490 | 0.00403
679-AL1/86-ST1A 220.0 | 11.7 | 0.042 | 0.275 | 1.15 | ol | 679 | 0.00403
490-AL1/64-ST1A 380.0 | 11 | 0.059 | 0.253 | 0.96 | ol | 490 | 0.00403
679-AL1/86-ST1A 380.0 | 14.6 | 0.042 | 0.25 | 1.15 | ol | 679 | 0.00403

## trafo_std_types
| i0_percent | pfe_kw | vkr_percent | sn_mva | vn_lv_kv | vn_hv_kv | vk_percent | shift_degree | vector_group | tap_side | tap_neutral | tap_min | tap_max | tap_step_degree | tap_step_percent | tap_phase_shifter
160 MVA 380/110 kV | 0.06 | 60 | 0.25 | 160 | 110 | 380 | 12.2 | 0 | Yy0 | hv | 0 | -9 | 9 | 0 | 1.5 | FALSE
100 MVA 220/110 kV | 0.06 | 55 | 0.26 | 100 | 110 | 220 | 12 | 0 | Yy0 | hv | 0 | -9 | 9 | 0 | 1.5 | FALSE
63 MVA 110/20 kV | 0.04 | 22 | 0.32 | 63 | 20 | 110 | 18 | 150 | YNd5 | hv | 0 | -9 | 9 | 0 | 1.5 | FALSE
40 MVA 110/20 kV | 0.05 | 18 | 0.34 | 40 | 20 | 110 | 16.2 | 150 | YNd5 | hv | 0 | -9 | 9 | 0 | 1.5 | FALSE
25 MVA 110/20 kV | 0.07 | 14 | 0.41 | 25 | 20 | 110 | 12 | 150 | YNd5 | hv | 0 | -9 | 9 | 0 | 1.5 | FALSE
63 MVA 110/10 kV | 0.04 | 22 | 0.32 | 63 | 10 | 110 | 18 | 150 | YNd5 | hv | 0 | -9 | 9 | 0 | 1.5 | FALSE
40 MVA 110/10 kV | 0.05 | 18 | 0.34 | 40 | 10 | 110 | 16.2 | 150 | YNd5 | hv | 0 | -9 | 9 | 0 | 1.5 | FALSE
25 MVA 110/10 kV | 0.07 | 14 | 0.41 | 25 | 10 | 110 | 12 | 150 | YNd5 | hv | 0 | -9 | 9 | 0 | 1.5 | FALSE
0.25 MVA 20/0.4 kV | 0.32 | 0.8 | 1.44 | 0.25 | 0.4 | 20 | 6 | 150 | Yzn5 | hv | 0 | -2 | 2 | 0 | 2.5 | FALSE
0.4 MVA 20/0.4 kV | 0.3375 | 1.35 | 1.425 | 0.4 | 0.4 | 20 | 6 | 150 | Dyn5 | hv | 0 | -2 | 2 | 0 | 2.5 | FALSE
0.63 MVA 20/0.4 kV | 0.2619 | 1.65 | 1.206 | 0.63 | 0.4 | 20 | 6 | 150 | Dyn5 | hv | 0 | -2 | 2 | 0 | 2.5 | FALSE
0.25 MVA 10/0.4 kV | 0.24 | 0.6 | 1.2 | 0.25 | 0.4 | 10 | 4 | 150 | Dyn5 | hv | 0 | -2 | 2 | 0 | 2.5 | FALSE
0.4 MVA 10/0.4 kV | 0.2375 | 0.95 | 1.325 | 0.4 | 0.4 | 10 | 4 | 150 | Dyn5 | hv | 0 | -2 | 2 | 0 | 2.5 | FALSE
0.63 MVA 10/0.4 kV | 0.1873 | 1.18 | 1.0794 | 0.63 | 0.4 | 10 | 4 | 150 | Dyn5 | hv | 0 | -2 | 2 | 0 | 2.5 | FALSE

## trafo3w_std_types
| sn_hv_mva | sn_mv_mva | sn_lv_mva | vn_hv_kv | vn_mv_kv | vn_lv_kv | vk_hv_percent | vk_mv_percent | vk_lv_percent | vkr_hv_percent | vkr_mv_percent | vkr_lv_percent | pfe_kw | i0_percent | shift_mv_degree | shift_lv_degree | vector_group | tap_side | tap_neutral | tap_min | tap_max | tap_step_percent
63/25/38 MVA 110/20/10 kV | 63 | 25 | 38 | 110 | 20 | 10 | 10.4 | 10.4 | 10.4 | 0.28 | 0.32 | 0.35 | 35 | 0.89 | 0 | 0 | YN0yn0yn0 | hv | 0 | -10 | 10 | 1.2
63/25/38 MVA 110/10/10 kV | 63 | 25 | 38 | 110 | 10 | 10 | 10.4 | 10.4 | 10.4 | 0.28 | 0.32 | 0.35 | 35 | 0.89 | 0 | 0 | YN0yn0yn0 | hv | 0 | -10 | 10 | 1.2

## res_bus
| vm_pu | va_degree | p_mw | q_mvar
25 | 0.95703 | 81.4482 | 0 | 481.5632
26 | 0.95181 | 81.3896 | 0 | 936.9341
27 | 1.0143 | 81.196 | 430 | 131
28 | 0.95741 | 82.2136 | 0 | 0
29 | 0.98398 | 81.3248 | 7 | -1
30 | 1 | 84.6595 | -544 | 142.4241
31 | 1.016 | 81.4261 | 0 | -829.2386
32 | 0.965 | 87.8621 | -866 | 1827.4019
33 | 1.0727 | 85.0313 | 224 | -2573.6018
36 | 1.0613 | 82.983 | 0 | 0
37 |  |  | 0 | 0
38 | 1.0455 | 79.499 | 111 | -166.5618
39 | 0.98428 | 81.3828 | 52 | 21
44 |  |  | 0 | 0
50 | 1 | 86.9266 | -481 | -95.6038
51 | 1.0101 | 85.4236 | -1784 | -1180.3962
52 |  |  | 0 | 0
53 | 1.0508 | 80.8691 | 1 | 1
54 | 1.0484 | 80.2739 | 0 | 0
55 |  |  | 0 | 0
56 | 0.98394 | 81.32 | 7 | 2
58 | 1.0092 | 78.1368 | 9 | 3
59 | 1.0001 | 79.1629 | 8 | 3
60 | 1.0204 | 88.363 | -885 | -401.3545
61 | 0.98394 | 81.3199 | 0 | 0
62 | 0.94135 | 74.1236 | 174 | 21
101 | 1.0479 | 67.2523 | 10 | 6
102 | 1.043 | 65.6904 | 128 | 44
103 | 1.0432 | 66.0001 | 72 | 26
104 | 1.0477 | 66.7093 | 0.4 | 0.2
108 | 1.0591 | 66.128 | 11 | -1183.7928
123 | 1.0554 | 63.5986 | 27 | 6
124 | 1.0513 | 66.1836 | 0 | 0
125 |  |  | 0 | 0
126 | 0.94316 | 60.8411 | 23 | 2
129 | 1.0046 | 66.779 | 0 | 335.8959
130 | 1.0516 | 66.1852 | 0 | 0
132 | 1.0186 | 63.8073 | 0 | 0
134 | 0.9872 | 61.2566 | 43 | 13.9267
135 | 0.8871 | 53.4937 | 104 | 2
136 | 0.92352 | 60.7347 | 4 | 2
142 | 1.0727 | 67.1715 | -95 | -122.0187
143 | 0.95239 | 63.5554 | 0 | 0
144 | 1.0227 | 65.054 | -168 | -303.7368
147 | 0.90125 | 62.4255 | 0 | 276.0483
148 | 0.94168 | 63.3069 | 0 | 0
150 | 0.97037 | 61.6009 | 22 | 42.0918
151 | 1.0682 | 61.9225 | 16 | -116.7197
153 | 0.87622 | 56.394 | 9 | 1
155 | 1.0591 | 73.8986 | -6 | -112.9096
156 | 0.8695 | 58.4849 | 8 | 1
157 | 0.88714 | 54.9145 | 20 | -8
159 | 0.90452 | 57.4537 | 17 | 3
160 |  |  | 0 | 0
161 |  |  | 0 | 0
162 |  |  | 0 | 0
163 |  |  | 0 | 0
164 |  |  | 0 | 0
165 |  |  | 0 | 0
166 | 1.0446 | 74.9941 | 3 | 2
167 | 1.0527 | 71.1646 | 6 | 4
169 |  |  | 0 | 0
170 | 0.91107 | 53.6337 | 22 | -7
172 | 0.97083 | 59.858 | 3 | 2
173 | 0.87168 | 57.4729 | 10 | 1
175 | 0.84948 | 61.263 | 0 | 467.905
176 | 0.86867 | 59.7497 | 60 | -8
178 |  |  | 0 | 0
179 | 1.0375 | 65.4698 | 0 | 0
180 | 0.8944 | 53.8542 | 0 | 388.5303
186 | 0.89684 | 54.3843 | 0 | 0
191 |  |  | 0 | 0
214 | 1.0083 | 76.1401 | 46 | 5
215 | 1.0409 | 75.8475 | -35 | -412.1281
218 | 0.94758 | 74.9296 | 146 | 16
220 | 0.97533 | 76.0794 | 47 | 18
221 | 1.029 | 79.9018 | -152 | -92.1353
222 | 0.97433 | 75.3067 | 19 | -4
240 | 0.97569 | 76.8117 | 0 | 0
241 | 1.0214 | 76.4169 | 0 | 0
242 | 1.0364 | 76.0501 | 29 | -107.6269
251 | 0.99013 | 78.735 | 19 | 4
306 | 1.0436 | 69.224 | 22 | 2
307 |  |  | 0 | 0
308 | 1.0518 | 71.7302 | 1 | -11
309 | 1.027 | 70.6655 | 23 | 4
310 | 1.0344 | 72.479 | 27 | 5
314 | 1.0583 | 73.219 | 0 | 0
315 | 1.0583 | 73.219 | 0 | 0
318 |  |  | 0 | 0
325 | 0.9591 | 72.0663 | 0 | 0
355 | 1.0545 | 72.7359 | -508 | -147.1412
383 | 1.0591 | 73.3051 | -192 | -49.1954
384 | 1.05 | 72.4226 | 87 | -325.4255
450 |  |  | 0 | 0
451 |  |  | 0 | 0
452 | 0.94297 | 64.0571 | 21 | 4
453 | 1.0146 | 65.9472 | 6 | 2
454 | 1.0301 | 56.7911 | 24 | -16
455 | 1.0909 | 53.0136 | 13 | -60.0664
457 | 1.038 | 66.6403 | 0 | 0
461 |  |  | 0 | 0
462 |  |  | 0 | 0
463 | 1.0682 | 56.0513 | 13 | -447.4281
464 | 1.0392 | 56.0405 | 56 | 45
465 | 0.99811 | 61.1156 | 19 | 5
466 | 1.0484 | 56.254 | 0 | 0
467 | 1.0671 | 53.3263 | 0 | 0
468 | 0.92155 | 61.9642 | 17 | 2
469 | 0.88255 | 61.5668 | 10 | 396.3307
470 |  |  | 0 | 0
471 | 1.1 | 54.8357 | -9 | -117.2465
472 | 1.0867 | 54.9455 | 105 | -33
473 | 1.0284 | 57.1971 | 0 | 0
474 | 1.034 | 63.0722 | 5 | -7
475 | 0.94765 | 57.8854 | 0 | 0
476 |  |  | 0 | 0
477 |  |  | 0 | 0
480 | 0.96979 | 57.5847 | 0 | 160.1633
481 | 0.96602 | 72.5137 | 0 | 89.2978
482 |  |  | 0 | 0
483 | 0.98347 | 67.7213 | 0 | 0
484 | 1.0039 | 65.4529 | 22 | -13
571 |  |  | 0 | 0
572 |  |  | 0 | 0
573 | 0.99315 | 42.4191 | 33 | 4
574 | 1.0005 | 40.9663 | 87 | -1
575 | 1.0207 | 42.0542 | 22 | 5
576 | 0.96229 | 43.9286 | 0 | 156.1956
577 | 0.95812 | 42.0884 | 0 | 151.0526
578 | 0.91947 | 41.5841 | 23 | 87.2856
582 | 1.0088 | 41.4319 | 24 | 16
585 |  |  | 0 | 0
590 | 0.94643 | 44.4445 | 0 | 296.5993
592 | 0.97627 | 42.9322 | 0 | 0
593 | 0.97247 | 40.4232 | 114 | 30
594 | 1.0409 | 41.5443 | 151 | -865.9752
595 | 1.0042 | 41.1528 | 23 | 4
596 | 0.97628 | 40.4747 | 27 | 3
800 | 0.99612 | 41.5057 | 0 | 170.908
801 | 1.0331 | 40.8956 | 275 | 115
802 | 1.0366 | 40.8086 | 10 | 5
803 | 1.0284 | 40.2823 | 5 | -1
804 | 1.0146 | 38.4906 | 16 | 5
805 | 1.0636 | 41.7995 | -370 | -423.8542
806 |  |  | 0 | 0
807 |  |  | 0 | 0
809 | 0.98082 | 37.5282 | 5 | 1
810 | 1.0344 | 40.8522 | 1 | 1
813 | 1.0773 | 40.4746 | 163 | -438.3548
814 | 0.94373 | 41.7158 | 5 | 1
815 | 1.0507 | 41.4232 | 0 | 0
816 |  |  | 0 | 0
817 |  |  | 0 | 0
830 | 1.0262 | 42.8799 | 0 | 0
831 | 1.0533 | 41.3799 | 49 | 9
834 | 1.0437 | 40.9853 | 8 | 2
835 | 1.0395 | 40.8808 | 0 | 0
836 |  |  | 0 | 0
837 |  |  | 0 | 0
838 |  |  | 0 | 0
839 | 1.0112 | 43.0755 | 29 | 9
840 | 1.0056 | 37.8899 | 50 | 12
841 | 1.0102 | 37.7324 | 35 | -5
842 | 1.0066 | 38.1761 | 0 | 0
843 | 1.0339 | 41.9075 | 0 | 0
844 |  |  | 0 | 0
845 | 1.0476 | 41.1658 | 8 | 3
846 | 1.044 | 40.742 | 0 | 0
860 | 1 | 39.276 | -29 | -27.6629
861 | 0.99775 | 39.4525 | 0 | 0
862 | 0.99703 | 39.1696 | 23 | 25.0207
863 | 0.99096 | 37.4225 | 18 | 2
865 | 0.99686 | 37.4869 | 0 | 0
866 |  |  | 0 | 0
867 |  |  | 0 | 0
869 | 0.99124 | 37.0742 | 67 | 4
900 | 0.87605 | 50.9012 | 0 | 387.2922
901 | 0.88434 | 50.1522 | 23 | -2
902 | 0.94584 | 44.374 | 0 | 153.4705
903 | 0.97627 | 43.211 | 10 | -7
904 | 1.0591 | 41.0317 | 51 | -849.472
907 | 1 | 41.7168 | 36 | 1995.7228
908 | 1.0144 | 41.5154 | 18 | 14
909 | 1.0891 | 40.6069 | -89 | -2307.0906
910 |  |  | 0 | 0
911 | 1.0606 | 43.3555 | 63 | 10
912 | 1.0636 | 40.0318 | 0 | 0
913 | 1.0909 | 39.9271 | 7 | -136.6841
918 | 1.0364 | 35.2344 | 63 | 14
924 |  |  | 0 | 0
925 | 0.88519 | 49.6484 | 24 | 3
928 | 1.0552 | 41.108 | 10 | 1
929 | 1.0166 | 41.4542 | 0 | 0
930 |  |  | 0 | 0
931 |  |  | 0 | 0
932 | 0.93575 | 41.7301 | 35 | 13
935 | 1.1136 | 46.569 | -146 | -112.001
937 |  |  | 0 | 0
938 | 0.94305 | 45.1393 | 0 | 152.8323
939 | 1.0152 | 42.4735 | 0 | 0
940 | 1.022 | 41.3844 | 55 | -40
941 |  |  | 0 | 0
942 | 1.0227 | 41.2015 | 131 | -224.0247
950 | 1.0455 | 39.3742 | 26 | 4
951 | 1 | 38.2552 | 108 | 142.792
953 | 1.061 | 40.5944 | 7 | 1
980 | 0.91361 | 74.9358 | 0 | 273.4774
981 | 0.94852 | 75.1982 | 0 | 0
986 | 0.84546 | 62.01 | 0 | 114.9791
987 | 0.87235 | 51.809 | 0 | 124.5255
988 | 1.0232 | 38.8379 | 0 | 0
1621 | 0.95153 | 79.2042 | 0 | 298.3232
1622 | 0.9332 | 76.7398 | 175 | 70
1630 | 1.01 | 85.7846 | -23 | -153.0457
1631 | 1.016 | 85.5512 | -357 | -312.7687
1632 |  |  | 0 | 0
1636 |  |  | 0 | 0
1638 |  |  | 0 | 0
1640 |  |  | 0 | 0
1660 | 1.01 | 85.8256 | -365 | -8.9124
1671 |  |  | 0 | 0
1673 |  |  | 0 | 0
1816 | 0.87787 | 71.4109 | 0 | 0
1817 | 0.87814 | 71.4123 | 0 | 134.9026
1850 | 0.91513 | 73.7472 | 174 | 11
1851 |  |  | 0 | 0
1852 | 0.87518 | 61.0638 | 1 | 257.1908
1853 | 0.85315 | 69.8402 | 0 | 250.5069
1854 | 0.8354 | 66.0936 | 213 | 56
2915 |  |  | 0 | 0
2916 | 1.0455 | 27.4704 | 410 | -379.7668
2917 |  |  | 0 | 0
2918 | 0.96598 | 36.6679 | 400 | 65
2919 | 0.95628 | 40.409 | 0 | 156.9066
2920 |  |  | 0 | 0
2921 | 1.044 | 41.7654 | -130 | -343.2095
2922 |  |  | 0 | 0
2923 |  |  | 0 | 0
2924 | 1.02 | 45.567 | -364 | -83.4962
2925 | 0.98636 | 45.6851 | -123 | 245.8074
2926 |  |  | 0 | 0
2932 |  |  | 0 | 0
2940 |  |  | 0 | 0
2945 |  |  | 0 | 0
2950 |  |  | 0 | 0
2951 | 1.04 | 29.3706 | -254 | -144.5047
2952 | 1.0241 | 27.8199 | 475 | 70
3004 |  |  | 0 | 0
3005 |  |  | 0 | 0
3006 |  |  | 0 | 0
3019 |  |  | 0 | 0
3020 |  |  | 0 | 0
3102 |  |  | 0 | 0
3103 |  |  | 0 | 0
3104 |  |  | 0 | 0
4004 |  |  | 0 | 0
4701 | 1.0224 | 57.1975 | 10 | 5
4702 | 1.02 | 59.1086 | -2300 | 70.723
4703 | 0.97969 | 46.6454 | 0 | 157.8571
4705 | 1.01 | 38.8993 | -411.5013 | -1048.6283
4709 | 1.05 | 0 | 2514.1633 | -1558.6402
4712 | 0.99346 | 4.9813 | 150 | 247.5708
4714 | 0.95589 | 15.7475 | 0 | 0
4715 | 0.95907 | 27.3528 | 50 | 20
4727 | 1.01 | 54.1045 | 0 | -840.7848
4728 | 1.018 | 51.7406 | 298 | 186.5628
4730 | 1.03 | 51.8651 | 1240 | -602.8173
4781 |  |  | 0 | 0
4782 | 0.98512 | 42.113 | 1282.8 | 539.5296
4785 | 1.008 | 31.5061 | -500 | -489.686
4790 | 1.014 | 40.2277 | -474 | -263.832
4791 |  |  | 0 | 0
4798 | 1.0053 | 41.467 | 50 | 25
4799 | 1.01 | 42.1279 | -748 | -4.6867
5957 | 1.0258 | 46.7748 | 0 | 0
5958 |  |  | 0 | 0
9001 |  |  | 0 | 0
9917 | 0.89156 | 75.7507 | 135 | 98.7374
9932 | 0.918 | 43.2673 | 0 | 282.1121
47161 | 1.03 | 42.2438 | -100 | -716.0382
50001 | 0.99441 | 54.2052 | 0 | 163.2879
50002 | 1.03 | 54.3872 | -650 | -422.0652
50014 | 0.99844 | 28.9622 | 350 | 80
50032 | 0.95167 | 23.1468 | 100 | 40

## res_line
| p_from_mw | q_from_mvar | p_to_mw | q_to_mvar | pl_mw | ql_mvar | i_from_ka | i_to_ka | i_ka | vm_from_pu | va_from_degree | vm_to_pu | va_to_degree | loading_percent
400001 | 0 | 0 | 0 | 0 | 0 | 0
400002 | 0 | 0 | 0 | 0 | 0 | 0 | 0 |  |  | 0.95812 | 42.0884
400003 | 0 | 0 | 0 | 0 | 0 | 0
400004 | 0 | 0 | 0 | 0 | 0 | 0
400005 | 0 | 0 | 0 | 0 | 0 | 0
400006 | -21.9237 | -120.2583 | 22.3738 | 122.045 | 0.45009 | 1.7867 | 0.31012 | 0.31012 | 0.31012 | 1.0344 | 72.479 | 1.05 | 72.4226 | 3.1012
400007 | 0 | 0 | 0 | 0 | 0 | 0 | 0 |  |  | 0.9872 | 61.2566
400008 | -39.7813 | -4.3261 | 39.7998 | 4.5151 | 0.018423 | 0.18903 | 0.11082 | 0.11082 | 0.11082 | 0.94758 | 74.9296 | 0.94852 | 75.1982 | 1.1082
400009 | -104 | -2 | 105.6476 | 9.3513 | 1.6476 | 7.3513 | 0.30772 | 0.30772 | 0.30772 | 0.8871 | 53.4937 | 0.90452 | 57.4537 | 3.0772
400010 | -24.3234 | -76.4941 | 26.3023 | 84.3346 | 1.9788 | 7.8405 | 0.21708 | 0.21704 | 0.21708 | 0.97037 | 61.6009 | 1.0682 | 61.9225 | 2.1708
400011 | 0 | 0 | 0 | 0 | 0 | 0 |  | 0 |  |  |  | 1.0258 | 46.7748
400012 | 296.0111 | -200.7909 | -293.7269 | 243.4509 | 2.2842 | 42.66 | 0.4364 | 0.43616 | 0.4364 | 0.94643 | 44.4445 | 1.01 | 38.8993 | 4.364
400013 | -127.5267 | 255.7887 | 129.1034 | -239.9158 | 1.5768 | 15.8729 | 0.32676 | 0.32692 | 0.32692 | 1.01 | 42.1279 | 0.96229 | 43.9286 | 3.2692
400014 | -113.815 | 256.6902 | 115.3649 | -239.0962 | 1.5499 | 17.5941 | 0.31975 | 0.31994 | 0.31994 | 1.014 | 40.2277 | 0.95812 | 42.0884 | 3.1994
400015 | 441.8116 | -198.2207 | -431.4952 | 291.7754 | 10.3164 | 93.5547 | 0.62517 | 0.62503 | 0.62517 | 0.8944 | 53.8542 | 0.96229 | 43.9286 | 6.2517
400016 | 139.1172 | 8.6766 | -138.7227 | -4.3402 | 0.39448 | 4.3363 | 0.16726 | 0.16727 | 0.16727 | 0.96229 | 43.9286 | 0.95812 | 42.0884 | 1.6727
400017 | 123.2812 | -287.1606 | -122.7143 | 293.0549 | 0.56689 | 5.8943 | 0.38128 | 0.38124 | 0.38128 | 0.94643 | 44.4445 | 0.96229 | 43.9286 | 3.8128
400018 | 13.97 | -0.82178 | -13.9507 | 0.89135 | 0.019218 | 0.069578 | 0.036532 | 0.036531 | 0.036532 | 1.0053 | 41.467 | 1.0042 | 41.1528 | 0.36532
400019 | 0 | 0 | 0 | 0 | 0 | 0
400020 | 0 | 0 | 0 | 0 | 0 | 0
400021 | 0 | 0 | 0 | 0 | 0 | 0
400022 | -9.0493 | -4.8914 | 9.0662 | 4.9478 | 0.016902 | 0.056447 | 0.026882 | 0.026869 | 0.026882 | 1.0042 | 41.1528 | 1.0088 | 41.4319 | 0.26882
400023 | -33.0662 | -20.9478 | 33.2248 | 21.5515 | 0.15864 | 0.6037 | 0.10183 | 0.10182 | 0.10183 | 1.0088 | 41.4319 | 1.0207 | 42.0542 | 1.0183
400024 | 48.8399 | 51.1612 | -48.046 | -47.6393 | 0.79382 | 3.5219 | 0.18186 | 0.18188 | 0.18188 | 1.0207 | 42.0542 | 0.97628 | 40.4747 | 1.8188
400025 | 93.9057 | -10.4087 | -92.9962 | 14.4471 | 0.90949 | 4.0384 | 0.25397 | 0.25397 | 0.25397 | 0.97627 | 42.9322 | 0.97247 | 40.4232 | 2.5397
400026 | 15.2636 | -125.8015 | -13.9408 | 131.7491 | 1.3228 | 5.9476 | 0.34065 | 0.34063 | 0.34065 | 0.97627 | 42.9322 | 1.0207 | 42.0542 | 3.4065
400027 | 37.7778 | 30.6022 | -37.595 | -29.2986 | 0.18284 | 1.3036 | 0.125 | 0.12502 | 0.12502 | 1.0207 | 42.0542 | 1.0005 | 40.9663 | 1.2502
400028 | -49.405 | 30.2986 | 49.787 | -28.8286 | 0.38199 | 1.4699 | 0.15201 | 0.15202 | 0.15202 | 1.0005 | 40.9663 | 0.99315 | 42.4191 | 1.5202
400029 | -1.2059 | -53.4574 | 1.5891 | 54.9226 | 0.38325 | 1.4652 | 0.14129 | 0.14127 | 0.14129 | 0.99315 | 42.4191 | 1.0207 | 42.0542 | 1.4129
400030 | 0 | 0 | 0 | 0 | 0 | 0 | 0 |  |  | 0.99315 | 42.4191
400031 | 0 | 0 | 0 | 0 | 0 | 0
400032 | 0 | 0 | 0 | 0 | 0 | 0
400033 | 0 | 0 | 0 | 0 | 0 | 0 | 0 |  |  | 0.91107 | 53.6337
400034 | -66.7743 | 52.4912 | 69.8533 | -39.2629 | 3.079 | 13.2283 | 0.21765 | 0.2177 | 0.2177 | 1.0241 | 27.8199 | 0.96598 | 36.6679 | 2.177
400035 | 0 | 0 | 0 | 0 | 0 | 0
400036 | 0 | 0 | 0 | 0 | 0 | 0
400037 | 0 | 0 | 0 | 0 | 0 | 0
400038 | 0 | 0 | 0 | 0 | 0 | 0
400039 | 0 | 0 | 0 | 0 | 0 | 0
400040 | 51.8723 | -282.6019 | -50.3333 | 288.6584 | 1.539 | 6.0565 | 0.73874 | 0.73874 | 0.73874 | 1.0207 | 42.0542 | 1.0409 | 41.5443 | 7.3874
400041 | 103.7446 | -565.2039 | -100.6667 | 577.3168 | 3.078 | 12.1129 | 1.4775 | 1.4775 | 1.4775 | 1.0207 | 42.0542 | 1.0409 | 41.5443 | 7.3874
400042 | -51.5391 | -423.7041 | 52.8754 | 443.0236 | 1.3363 | 19.3195 | 0.5003 | 0.50018 | 0.5003 | 0.98512 | 42.113 | 1.03 | 42.2438 | 5.003
400043 | -0.60516 | 6.6165 | 0.60887 | -6.6074 | 0.0037122 | 0.0090972 | 0.01682 | 0.016834 | 0.016834 | 1.0366 | 40.8086 | 1.0344 | 40.8522 | 0.16834
400044 | 87.2934 | 320.8455 | -87.1437 | -319.0168 | 0.14969 | 1.8288 | 0.40118 | 0.4012 | 0.4012 | 0.95703 | 81.4482 | 0.95181 | 81.3896 | 4.012
400045 | -285.1429 | -91.7033 | 285.4637 | 96.334 | 0.32085 | 4.6307 | 0.36337 | 0.36336 | 0.36337 | 0.95181 | 81.3896 | 0.95741 | 82.2136 | 3.6337
400046 | 535.6407 | 251.8439 | -526.279 | -46.9518 | 9.3616 | 204.8921 | 0.71806 | 0.71821 | 0.71821 | 0.95181 | 81.3896 | 0.84948 | 61.263 | 7.1821
400047 | 0 | 0 | 0 | 0 | 0 | 0 | 0 |  |  | 1.0727 | 85.0313
400048 | 0 | 0 | 0 | 0 | 0 | 0 | 0 |  |  | 1.0727 | 85.0313
400049 | 93.5403 | 62.7645 | -92.173 | -48.1539 | 1.3673 | 14.6106 | 0.27558 | 0.27563 | 0.27563 | 1.0727 | 85.0313 | 0.99013 | 78.735 | 2.7563
400050 | -74.3996 | -2.613 | 75.0574 | 5.3173 | 0.65773 | 2.7043 | 0.18408 | 0.18408 | 0.18408 | 1.0613 | 82.983 | 1.0727 | 85.0313 | 1.8408
400051 | 0 | 0 | 0 | 0 | 0 | 0
400052 | -72.2908 | 2.8395 | 72.5263 | -1.8704 | 0.23548 | 0.96907 | 0.18161 | 0.18161 | 0.18161 | 1.0455 | 79.499 | 1.0484 | 80.2739 | 1.8161
400053 | 4.5485 | 0.31993 | -4.5474 | -0.3183 | 0.0010642 | 0.0016251 | 0.012157 | 0.012158 | 0.012158 | 0.98428 | 81.3828 | 0.98398 | 81.3248 | 0.12158
400054 | 9.455 | 0.67366 | -9.4527 | -0.66976 | 0.0022037 | 0.0038947 | 0.025273 | 0.025274 | 0.025274 | 0.98428 | 81.3828 | 0.98398 | 81.3248 | 0.12637
400055 | 0 | 0 | 0 | 0 | 0 | 0 | 0 |  |  | 0.98428 | 81.3828
400056 | 41.4915 | -152.8673 | -38.7092 | 163.7223 | 2.7823 | 10.855 | 0.42233 | 0.42231 | 0.42233 | 0.98428 | 81.3828 | 1.0455 | 79.499 | 4.2233
400057 | -41.8954 | 35.4187 | 42.1396 | -34.3555 | 0.24422 | 1.0632 | 0.14266 | 0.14266 | 0.14266 | 1.0092 | 78.1368 | 1.0001 | 79.1629 | 1.4266
400058 | -79.3863 | 66.9137 | 79.8456 | -64.9021 | 0.45923 | 2.0117 | 0.26998 | 0.27 | 0.27 | 1.0092 | 78.1368 | 1.0001 | 79.1629 | 1.35
400059 | -73.7084 | 0.12222 | 74.3996 | 2.613 | 0.69128 | 2.7352 | 0.18408 | 0.18408 | 0.18408 | 1.0508 | 80.8691 | 1.0613 | 82.983 | 1.8408
400060 | 7.0001 | 1.9881 | -7 | -1.9876 | 0.0001469 | 0.00050463 | 0.019408 | 0.019408 | 0.019408 | 0.98398 | 81.3248 | 0.98394 | 81.32 | 0.19408
400061 | 0 | 0 | 0 | 0 | 0 | 0 | 0 | 0 | 0 | 0.98394 | 81.3199 | 1.0727 | 85.0313 | 0
400062 | 8.1327e-09 | -0.01244 | -1.9963e-13 | -1.9584e-13 | 8.1325e-09 | -0.01244 | 3.3179e-05 | 7.4588e-16 | 3.3179e-05 | 0.98394 | 81.32 | 0.98394 | 81.3199 | 0.00033179
400063 | -110.0701 | 115.2302 | 112.2817 | -105.3325 | 2.2116 | 9.8977 | 0.40032 | 0.40033 | 0.40033 | 1.0446 | 74.9941 | 1.0092 | 78.1368 | 4.0033
400064 | -143.0715 | -43.6138 | 143.1341 | 44.2378 | 0.062623 | 0.62396 | 0.17027 | 0.17027 | 0.17027 | 1.0143 | 81.196 | 1.016 | 81.4261 | 1.7027
400065 | -286.9285 | -87.3862 | 287.0544 | 88.6377 | 0.12591 | 1.2515 | 0.34146 | 0.34144 | 0.34146 | 1.0143 | 81.196 | 1.016 | 81.4261 | 1.7073
400066 | -91.4086 | -55.7758 | 92.155 | 65.8017 | 0.74642 | 10.0259 | 0.12991 | 0.12946 | 0.12991 | 0.95181 | 81.3896 | 1.01 | 85.8256 | 1.2991
400067 | 205.6832 | -146.276 | -204.4621 | 158.5308 | 1.221 | 12.2548 | 0.30628 | 0.30619 | 0.30628 | 0.95153 | 79.2042 | 0.97569 | 76.8117 | 3.0628
400068 | 18.669 | 27.0448 | -18.558 | -26.6144 | 0.11102 | 0.43046 | 0.084433 | 0.084447 | 0.084447 | 1.0214 | 76.4169 | 1.0083 | 76.1401 | 0.84447
400069 | 37.338 | 54.0896 | -37.1159 | -53.2287 | 0.22203 | 0.86092 | 0.16887 | 0.16889 | 0.16889 | 1.0214 | 76.4169 | 1.0083 | 76.1401 | 0.84447
400070 | 1407.0586 | 398.607 | -1384.8346 | -103.513 | 22.224 | 295.0941 | 1.6719 | 1.672 | 1.672 | 1.01 | 38.8993 | 0.95907 | 27.3528 | 16.7197
400071 | -9.4343 | -72.3984 | 9.6739 | 74.8431 | 0.23962 | 2.4446 | 0.19645 | 0.19642 | 0.19645 | 0.97533 | 76.0794 | 1.0083 | 76.1401 | 1.9645
400072 | 705.7 | -357.6132 | -701.8304 | 406.5704 | 3.8696 | 48.9572 | 0.92732 | 0.92729 | 0.92732 | 0.98512 | 42.113 | 1.01 | 38.8993 | 9.2732
400073 | 1559.6266 | 75.4544 | -1473.5348 | 724.564 | 86.0918 | 800.0184 | 1.8058 | 1.8058 | 1.8058 | 0.99844 | 28.9622 | 1.05 | 0 | 18.0583
400074 | 73.173 | 44.1539 | -72.5742 | -37.9133 | 0.59886 | 6.2406 | 0.22652 | 0.22654 | 0.22654 | 0.99013 | 78.735 | 0.94852 | 75.1982 | 2.2654
400075 | 31.0524 | 41.8709 | -30.8216 | -40.2649 | 0.23083 | 1.606 | 0.14026 | 0.14029 | 0.14029 | 0.97533 | 76.0794 | 0.94852 | 75.1982 | 1.4029
400076 | -67.0213 | 25.3799 | 67.573 | -22.9713 | 0.55177 | 2.4086 | 0.17947 | 0.17948 | 0.17948 | 1.0479 | 67.2523 | 1.0436 | 69.224 | 1.7948
400077 | -131.7714 | 49.9098 | 132.8566 | -45.1746 | 1.0852 | 4.7352 | 0.35287 | 0.35288 | 0.35288 | 1.0479 | 67.2523 | 1.0436 | 69.224 | 1.7644
400078 | 0 | 0 | 0 | 0 | 0 | 0 |  | 0 |  |  |  | 1.027 | 70.6655
400079 | 45.5582 | -47.3991 | -45.0663 | 49.305 | 0.49186 | 1.906 | 0.16799 | 0.16798 | 0.16799 | 1.027 | 70.6655 | 1.0436 | 69.224 | 1.6799
400080 | 505.72 | 231.9883 | -496.4839 | -125.2993 | 9.2361 | 106.689 | 0.66986 | 0.66995 | 0.66995 | 0.9591 | 72.0663 | 0.88255 | 61.5668 | 6.6995
400081 | -18.5453 | -2.688 | 18.5877 | 2.8458 | 0.042404 | 0.15776 | 0.046634 | 0.04663 | 0.046634 | 1.0545 | 72.7359 | 1.0583 | 73.219 | 0.46634
400082 | -18.5453 | -2.688 | 18.5877 | 2.8458 | 0.042404 | 0.15776 | 0.046634 | 0.04663 | 0.046634 | 1.0545 | 72.7359 | 1.0583 | 73.219 | 0.46634
400083 | 0 | 0 | 0 | 0 | 0 | 0 | 0 |  |  | 1.0545 | 72.7359
400084 | 104.9342 | 13.7455 | -101.8128 | -1.2165 | 3.1214 | 12.529 | 0.26337 | 0.26337 | 0.26337 | 1.0545 | 72.7359 | 1.0146 | 65.9472 | 2.6337
400085 | 88.6005 | -3.9311 | -86.3062 | 13.0879 | 2.2943 | 9.1568 | 0.22071 | 0.2207 | 0.22071 | 1.0545 | 72.7359 | 1.038 | 66.6403 | 2.2071
400086 | 0 | 0 | 0 | 0 | 0 | 0
400087 | 0 | 0 | 0 | 0 | 0 | 0 |  | 0 |  |  |  | 0.94297 | 64.0571
400088 | 118.0086 | 40.6583 | -116.7018 | -35.5002 | 1.3068 | 5.1582 | 0.34737 | 0.34737 | 0.34737 | 0.94297 | 64.0571 | 0.92155 | 61.9642 | 3.4737
400089 | 0 | 0 | 0 | 0 | 0 | 0
400090 | 6.7098 | 142.436 | -6.0913 | -139.828 | 0.61856 | 2.608 | 0.35033 | 0.35033 | 0.35033 | 1.0682 | 56.0513 | 1.0484 | 56.254 | 3.5033
400091 | 12.3 | 260.2645 | -11.169 | -255.5 | 1.131 | 4.7645 | 0.64013 | 0.64015 | 0.64015 | 1.0682 | 56.0513 | 1.0484 | 56.254 | 3.2007
400092 | -12.4483 | 14.1855 | 12.5226 | -13.9126 | 0.074317 | 0.27283 | 0.047659 | 0.047686 | 0.047686 | 1.0392 | 56.0405 | 1.0301 | 56.7911 | 0.47686
400093 | -43.5517 | -59.1855 | 43.7149 | 59.8712 | 0.16321 | 0.6857 | 0.18556 | 0.18556 | 0.18556 | 1.0392 | 56.0405 | 1.0484 | 56.254 | 1.8556
400094 | 37.4733 | -26.2614 | -36.5226 | 29.9126 | 0.95069 | 3.6512 | 0.12031 | 0.12027 | 0.12031 | 0.99811 | 61.1156 | 1.0301 | 56.7911 | 1.2031
400095 | 33.4842 | -39.0256 | -32.0098 | 44.7276 | 1.4744 | 5.702 | 0.1352 | 0.13513 | 0.1352 | 0.99811 | 61.1156 | 1.0682 | 56.0513 | 1.352
400096 | 24.4786 | -14.6531 | -24.1201 | 16.1317 | 0.35853 | 1.4786 | 0.071411 | 0.071365 | 0.071411 | 1.0484 | 56.254 | 1.0671 | 53.3263 | 0.71411
400097 | 49.9614 | -29.9069 | -49.2295 | 32.9276 | 0.73183 | 3.0207 | 0.14575 | 0.14566 | 0.14575 | 1.0484 | 56.254 | 1.0671 | 53.3263 | 0.72875
400098 | -2.8966 | -47.7024 | 3.902 | 51.5925 | 1.0053 | 3.8901 | 0.13609 | 0.13604 | 0.13609 | 0.92155 | 61.9642 | 0.99811 | 61.1156 | 1.3609
400099 | 25.8126 | -52.3594 | -23.851 | 60.5907 | 1.9616 | 8.2313 | 0.16624 | 0.16617 | 0.16624 | 0.92155 | 61.9642 | 1.0284 | 57.1971 | 1.6624
400100 | 48.1773 | -30.8843 | -47.1576 | 35.1872 | 1.0197 | 4.3029 | 0.16297 | 0.16294 | 0.16297 | 0.92155 | 61.9642 | 0.94765 | 57.8854 | 1.6297
400101 | 303.1737 | 10.7275 | -297.7385 | 44.9566 | 5.4352 | 55.684 | 0.39691 | 0.39689 | 0.39691 | 0.88255 | 61.5668 | 0.87605 | 50.9012 | 3.9691
400102 | 9 | 117.2465 | -8.6694 | -115.8493 | 0.33056 | 1.3973 | 0.56109 | 0.56109 | 0.56109 | 1.1 | 54.8357 | 1.0867 | 54.9455 | 5.6109
400103 | -77.9911 | 19.3547 | 79.9969 | -11.3512 | 2.0059 | 8.0035 | 0.20506 | 0.20507 | 0.20507 | 1.0284 | 57.1971 | 1.034 | 63.0722 | 2.0507
400104 | -84.9969 | 18.3512 | 86.3062 | -13.0879 | 1.3093 | 5.2633 | 0.2207 | 0.2207 | 0.2207 | 1.034 | 63.0722 | 1.038 | 66.6403 | 2.207
400105 | 0 | 0 | 0 | 0 | 0 | 0 | 0 |  |  | 0.94765 | 57.8854
400106 | 0 | 0 | 0 | 0 | 0 | 0
400107 | -101.6964 | 186.4007 | 104.1162 | -163.1093 | 2.4198 | 23.2914 | 0.25282 | 0.25318 | 0.25318 | 0.96979 | 57.5847 | 0.88255 | 61.5668 | 2.5318
400108 | 255.8986 | -192.2824 | -250.9078 | 237.4199 | 4.9908 | 45.1376 | 0.4219 | 0.42171 | 0.4219 | 0.87605 | 50.9012 | 0.94584 | 44.374 | 4.219
400109 | 196.4309 | -157.3013 | -193.396 | 189.4582 | 3.0349 | 32.1569 | 0.3317 | 0.3315 | 0.3317 | 0.87605 | 50.9012 | 0.94305 | 45.1393 | 3.317
400110 | -148.2551 | 48.5882 | 148.4511 | -46.5165 | 0.19591 | 2.0717 | 0.19046 | 0.19048 | 0.19048 | 0.94584 | 44.374 | 0.94305 | 45.1393 | 1.9048
400111 | 36.9773 | -20.361 | -36.8273 | 21.1871 | 0.15 | 0.82611 | 0.10912 | 0.1091 | 0.10912 | 1.0152 | 42.4735 | 1.022 | 41.3844 | 1.0912
400112 | 73.9545 | -40.7221 | -73.6545 | 42.3743 | 0.29999 | 1.6522 | 0.21823 | 0.2182 | 0.21823 | 1.0152 | 42.4735 | 1.022 | 41.3844 | 1.0912
400113 | 68.8841 | -206.899 | -66.4058 | 217.5711 | 2.4783 | 10.6721 | 0.56368 | 0.56367 | 0.56368 | 1.0152 | 42.4735 | 1.0591 | 41.0317 | 5.6368
400114 | 185.0903 | -425.6051 | -181.852 | 448.6973 | 3.2383 | 23.0922 | 1.1997 | 1.1997 | 1.1997 | 1.0152 | 42.4735 | 1.0591 | 41.0317 | 5.9984
400115 | 0 | 0 | 0 | 0 | 0 | 0 | 0 |  |  | 0.88434 | 50.1522
400116 | 29.3952 | -43.7599 | -28.9308 | 45.584 | 0.46441 | 1.8241 | 0.14171 | 0.14169 | 0.14171 | 0.97627 | 43.211 | 1 | 41.7168 | 1.4171
400117 | 30.4788 | -124.8847 | -27.9677 | 136.0905 | 2.511 | 11.2058 | 0.34556 | 0.34553 | 0.34556 | 0.97627 | 43.211 | 1.0552 | 41.108 | 3.4556
400118 | 31.5598 | -135.9313 | -28.605 | 148.6482 | 2.9548 | 12.717 | 0.37512 | 0.37509 | 0.37512 | 0.97627 | 43.211 | 1.0591 | 41.0317 | 3.7512
400119 | 151.3024 | -52.3462 | -140.7454 | 97.8819 | 10.557 | 45.5357 | 0.43037 | 0.43034 | 0.43037 | 0.97627 | 43.211 | 1.0455 | 27.4704 | 4.3037
400120 | -23.6053 | -36.8182 | 24.0653 | 38.8213 | 0.45997 | 2.0031 | 0.11305 | 0.11302 | 0.11305 | 1.0152 | 42.4735 | 1.0606 | 43.3555 | 1.1305
400121 | 104.2081 | -788.0266 | -102.9026 | 799.7755 | 1.3055 | 11.7489 | 2.086 | 2.086 | 2.086 | 1 | 41.7168 | 1.0144 | 41.5154 | 20.8604
400122 | -3.3111 | -1163.8442 | 7.5091 | 1180.6353 | 4.198 | 16.7911 | 3.0543 | 3.0543 | 3.0543 | 1 | 41.7168 | 1.0144 | 41.5154 | 15.2716
400123 | 55.5836 | -683.179 | -48.0375 | 734.3017 | 7.5461 | 51.1228 | 1.7732 | 1.7732 | 1.7732 | 1.0144 | 41.5154 | 1.0891 | 40.6069 | 17.7319
400124 | 21.8099 | -1311.2318 | -1.0929 | 1407.9075 | 20.717 | 96.6757 | 3.3926 | 3.3926 | 3.3926 | 1.0144 | 41.5154 | 1.0891 | 40.6069 | 16.9628
400125 | 46.0435 | 54.9604 | -45.327 | -51.811 | 0.71646 | 3.1494 | 0.17277 | 0.17279 | 0.17279 | 1.0891 | 40.6069 | 1.0455 | 39.3742 | 1.7279
400126 | 92.0869 | 109.9209 | -90.654 | -103.6221 | 1.4329 | 6.2988 | 0.34553 | 0.34558 | 0.34558 | 1.0891 | 40.6069 | 1.0455 | 39.3742 | 1.7279
400127 | 38.7432 | 52.3133 | -38.3843 | -50.7474 | 0.35883 | 1.5659 | 0.16697 | 0.16698 | 0.16698 | 1.0232 | 38.8379 | 1 | 38.2552 | 1.6698
400128 | 70.2664 | 94.8826 | -69.6157 | -92.0446 | 0.65074 | 2.838 | 0.30284 | 0.30286 | 0.30286 | 1.0232 | 38.8379 | 1 | 38.2552 | 1.5143
400129 | 228.6688 | 22.2843 | -223.8485 | -3.0112 | 4.8203 | 19.2731 | 0.56688 | 0.56688 | 0.56688 | 1.0636 | 40.0318 | 1.0364 | 35.2344 | 5.6688
400130 | 160.8485 | -10.9888 | -156.2135 | 31.2661 | 4.635 | 20.2773 | 0.40825 | 0.40825 | 0.40825 | 1.0364 | 35.2344 | 1.0241 | 27.8199 | 4.0825
400131 | 0 | 0 | 0 | 0 | 0 | 0 | 0 |  |  | 0.88519 | 49.6484
400132 | -17.8507 | 137.6185 | 17.9677 | -137.0905 | 0.11706 | 0.52804 | 0.34386 | 0.34386 | 0.34386 | 1.0591 | 41.0317 | 1.0552 | 41.108 | 3.4386
400133 | 26.2622 | -62.898 | -25.3257 | 66.292 | 0.93651 | 3.3939 | 0.18322 | 0.1832 | 0.18322 | 0.97627 | 43.211 | 1.0166 | 41.4542 | 1.8322
400134 | 52.5243 | -125.796 | -50.6513 | 132.5839 | 1.873 | 6.7879 | 0.36645 | 0.3664 | 0.36645 | 0.97627 | 43.211 | 1.0166 | 41.4542 | 1.8322
400135 | 0 | 0 | 0 | 0 | 0 | 0
400136 | 0 | 0 | 0 | 0 | 0 | 0 |  | 0 |  |  |  | 0.93575 | 41.7301
400137 | -10.7758 | -57.9119 | 10.8823 | 58.4016 | 0.10643 | 0.48965 | 0.1652 | 0.1652 | 0.1652 | 0.93575 | 41.7301 | 0.94373 | 41.7158 | 1.652
400138 | 142.8343 | -82.082 | -132.0769 | 128.1631 | 10.7575 | 46.0811 | 0.46201 | 0.46198 | 0.46201 | 0.93575 | 41.7301 | 1.0455 | 27.4704 | 4.6201
400139 | 78.0275 | 137.536 | -77.422 | -130.7666 | 0.60546 | 6.7695 | 0.1833 | 0.1835 | 0.1835 | 0.99612 | 41.5057 | 0.95628 | 40.409 | 1.835
400140 | 1.6111 | -5.6033 | -1.6089 | 5.6074 | 0.0021898 | 0.004139 | 0.014811 | 0.0148 | 0.014811 | 1.0331 | 40.8956 | 1.0344 | 40.8522 | 0.14811
400141 | 19.1787 | 2.9471 | -19.1229 | -2.7391 | 0.055838 | 0.208 | 0.049292 | 0.049295 | 0.049295 | 1.0331 | 40.8956 | 1.0284 | 40.2823 | 0.49295
400142 | -70.6978 | -75.7525 | 71.55 | 79.1267 | 0.85217 | 3.3742 | 0.26322 | 0.26321 | 0.26322 | 1.0331 | 40.8956 | 1.0636 | 41.7995 | 2.6322
400143 | -58.0644 | -62.2767 | 58.4686 | 63.8758 | 0.4042 | 1.5991 | 0.2163 | 0.21629 | 0.2163 | 1.0331 | 40.8956 | 1.0507 | 41.4232 | 2.163
400144 | 0 | 0 | 0 | 0 | 0 | 0 | 0 |  |  | 1.0331 | 40.8956
400145 | 129.9698 | 140.7222 | -129.3981 | -133.6826 | 0.57178 | 7.0395 | 0.21554 | 0.21567 | 0.21567 | 1.0262 | 42.8799 | 0.99612 | 41.5057 | 2.1567
400146 | 9.4064 | 11.6572 | -9.3948 | -11.6165 | 0.011542 | 0.040712 | 0.037815 | 0.037822 | 0.037822 | 1.0395 | 40.8808 | 1.0366 | 40.8086 | 0.37822
400147 | 49.5071 | 8.9482 | -49.0923 | -7.3072 | 0.41484 | 1.641 | 0.12838 | 0.12838 | 0.12838 | 1.0284 | 40.2823 | 1.0146 | 38.4906 | 1.2838
400148 | 17.8023 | 66.9452 | -15.8823 | -59.4016 | 1.9201 | 7.5436 | 0.17091 | 0.17099 | 0.17099 | 1.0636 | 41.7995 | 0.94373 | 41.7158 | 1.7099
400149 | 0 | 0 | 0 | 0 | 0 | 0 | 0 |  |  | 1.0636 | 41.7995
400150 | 66.848 | 40.8701 | -66.4339 | -39.2625 | 0.41402 | 1.6076 | 0.20964 | 0.20965 | 0.20965 | 0.98082 | 37.5282 | 0.96598 | 36.6679 | 2.0965
400151 | -58.4686 | -63.8758 | 58.7633 | 65.0477 | 0.29472 | 1.1719 | 0.21629 | 0.21629 | 0.21629 | 1.0507 | 41.4232 | 1.0636 | 41.7995 | 2.1629
400152 | 0 | 0 | 0 | 0 | 0 | 0 |  | 0 |  |  |  | 0.98082 | 37.5282
400153 | -368.9764 | 92.0515 | 370.6243 | -74.3178 | 1.6479 | 17.7337 | 0.42789 | 0.42792 | 0.42792 | 1.0262 | 42.8799 | 1.02 | 45.567 | 4.2792
400154 | 55.3761 | -142.0155 | -54.3333 | 146.1183 | 1.0428 | 4.1028 | 0.37978 | 0.37977 | 0.37978 | 1.0533 | 41.3799 | 1.0773 | 40.4746 | 3.7978
400155 | 0 | 0 | 0 | 0 | 0 | 0 | 0 |  |  | 1.0533 | 41.3799
400156 | -29.6053 | 97.1442 | 29.9357 | -95.0835 | 0.33036 | 2.0607 | 0.25302 | 0.25303 | 0.25303 | 1.0533 | 41.3799 | 1.0339 | 41.9075 | 2.5303
400157 | 13.6768 | 12.008 | -13.6472 | -11.8987 | 0.029555 | 0.10931 | 0.045345 | 0.045356 | 0.045356 | 1.0533 | 41.3799 | 1.0476 | 41.1658 | 0.45356
400158 | 33.4939 | 15.1843 | -33.3624 | -14.6861 | 0.13148 | 0.4982 | 0.091624 | 0.091631 | 0.091631 | 1.0533 | 41.3799 | 1.044 | 40.742 | 0.91631
400159 | -9.4064 | -11.6572 | 9.4231 | 11.7164 | 0.016717 | 0.05921 | 0.037815 | 0.037805 | 0.037815 | 1.0395 | 40.8808 | 1.0437 | 40.9853 | 0.37815
400160 | 0 | 0 | 0 | 0 | 0 | 0
400161 | 0 | 0 | 0 | 0 | 0 | 0
400162 | 0 | 0 | 0 | 0 | 0 | 0 |  | 0 |  |  |  | 1.0112 | 43.0755
400163 | -61.2194 | 49.4315 | 61.8474 | -45.4572 | 0.62802 | 3.9743 | 0.2042 | 0.20422 | 0.20422 | 1.0112 | 43.0755 | 0.98636 | 45.6851 | 2.0422
400164 | 2.0322 | -6.8423 | -2.0226 | 6.8676 | 0.0096033 | 0.025288 | 0.018627 | 0.018598 | 0.018627 | 1.0056 | 37.8899 | 1.0102 | 37.7324 | 0.18627
400165 | -32.9774 | -1.8676 | 33.0923 | 2.3072 | 0.11486 | 0.43956 | 0.085806 | 0.085805 | 0.085806 | 1.0102 | 37.7324 | 1.0146 | 38.4906 | 0.85806
400166 | 28.7512 | -1.4947 | -28.7146 | 1.634 | 0.036506 | 0.13932 | 0.075058 | 0.075057 | 0.075058 | 1.0066 | 38.1761 | 1.0056 | 37.8899 | 0.75058
400167 | -13.7296 | -6.1321 | 13.7885 | 6.343 | 0.05888 | 0.21082 | 0.039586 | 0.039569 | 0.039586 | 0.99686 | 37.4869 | 1.0066 | 38.1761 | 0.39586
400168 | -20.0424 | 30.7893 | 20.2133 | -29.7231 | 0.17094 | 1.0663 | 0.093253 | 0.093283 | 0.093283 | 1.0339 | 41.9075 | 1.0112 | 43.0755 | 0.93283
400169 | 43.2759 | 7.7883 | -42.5397 | -4.8483 | 0.73627 | 2.94 | 0.11161 | 0.11162 | 0.11162 | 1.0339 | 41.9075 | 1.0066 | 38.1761 | 1.1162
400170 | -53.1692 | 56.5058 | 54.1678 | -50.4672 | 0.99854 | 6.0386 | 0.19694 | 0.19698 | 0.19698 | 1.0339 | 41.9075 | 0.98636 | 45.6851 | 1.9698
400171 | 0 | 0 | 0 | 0 | 0 | 0 | 0 |  |  | 1.0476 | 41.1658
400172 | 0 | 0 | 0 | 0 | 0 | 0
400173 | -17.4231 | -13.7164 | 17.4872 | 13.9538 | 0.064106 | 0.23733 | 0.055754 | 0.055739 | 0.055754 | 1.0437 | 40.9853 | 1.0533 | 41.3799 | 0.55754
400174 | 33.3624 | 14.6861 | -32.801 | -12.558 | 0.56139 | 2.1282 | 0.091631 | 0.091659 | 0.091659 | 1.044 | 40.742 | 1.0056 | 37.8899 | 0.91659
400175 | 0 | 0 | 0 | 0 | 0 | 0 | 0 | 0 | 0 | 1 | 39.276 | 0.99775 | 39.4525 | 0
400176 | 0 | 0 | 0 | 0 | 0 | 0 | 0 |  |  | 0.99775 | 39.4525
400177 | 30.4133 | -2.273 | -30.134 | 3.346 | 0.27934 | 1.073 | 0.080275 | 0.080271 | 0.080275 | 0.99703 | 39.1696 | 0.99124 | 37.0742 | 0.80275
400178 | -9.4281 | -5.5775 | 9.4835 | 5.7664 | 0.055368 | 0.18885 | 0.029002 | 0.028965 | 0.029002 | 0.99124 | 37.0742 | 1.0056 | 37.8899 | 0.29002
400179 | -28.9652 | -27.5284 | 29 | 27.6629 | 0.034847 | 0.13448 | 0.10518 | 0.10518 | 0.10518 | 0.99703 | 39.1696 | 1 | 39.276 | 1.0518
400180 | -56.4584 | 5.996 | 56.5281 | -5.7225 | 0.069678 | 0.27344 | 0.14944 | 0.14944 | 0.14944 | 0.99703 | 39.1696 | 0.99775 | 39.4525 | 1.4944
400181 | -31.7639 | 2.1608 | 32.0102 | -1.2153 | 0.24633 | 0.94552 | 0.084313 | 0.084316 | 0.084316 | 0.99096 | 37.4225 | 0.99703 | 39.1696 | 0.84316
400182 | 0 | 0 | 0 | 0 | 0 | 0
400183 | 0 | 0 | 0 | 0 | 0 | 0
400184 | 0 | 0 | 0 | 0 | 0 | 0 |  | 0 |  |  |  | 1.1 | 54.8357
400185 | -0.024012 | 0.001777 | 0.024038 | -0.0060917 | 2.6469e-05 | -0.0043148 | 6.0581e-05 | 6.2381e-05 | 6.2381e-05 | 1.043 | 65.6904 | 1.0432 | 66.0001 | 0.00062381
400186 | -48.0112 | 7.9786 | 48.0641 | -7.7295 | 0.052861 | 0.24912 | 0.12246 | 0.12246 | 0.12246 | 1.043 | 65.6904 | 1.0432 | 66.0001 | 0.6123
400187 | -40.0294 | -6.0881 | 40.1202 | 6.6053 | 0.090875 | 0.51713 | 0.10185 | 0.10185 | 0.10185 | 1.0432 | 66.0001 | 1.0477 | 66.7093 | 1.0185
400188 | -80.0587 | -12.1763 | 80.2405 | 13.2105 | 0.18175 | 1.0343 | 0.20371 | 0.2037 | 0.20371 | 1.0432 | 66.0001 | 1.0477 | 66.7093 | 1.0185
400189 | -22.9758 | -479.8193 | 23.6225 | 483.2251 | 0.64672 | 3.4058 | 1.1988 | 1.1988 | 1.1988 | 1.0516 | 66.1852 | 1.0591 | 66.128 | 11.9881
400190 | -60.471 | 26.1172 | 60.7315 | -25.5519 | 0.26054 | 0.5653 | 0.165 | 0.165 | 0.165 | 1.0477 | 66.7093 | 1.0479 | 67.2523 | 1.65
400191 | -127.4942 | 56.9298 | 128.0612 | -55.7378 | 0.567 | 1.192 | 0.34975 | 0.34976 | 0.34976 | 1.0477 | 66.7093 | 1.0479 | 67.2523 | 1.7488
400192 | -7.2367 | 15.8086 | 7.3029 | -15.5778 | 0.066182 | 0.2308 | 0.050876 | 0.050894 | 0.050894 | 0.89684 | 54.3843 | 0.88714 | 54.9145 | 0.50894
400193 | 467.6183 | 248.4129 | -455.2582 | -122.7341 | 12.3601 | 125.6788 | 0.6086 | 0.60874 | 0.60874 | 1.0046 | 66.779 | 0.8944 | 53.8542 | 6.0874
400194 | 47.1246 | 273.0146 | -46.7512 | -267.6974 | 0.37344 | 5.3172 | 0.31059 | 0.31068 | 0.31068 | 1.03 | 42.2438 | 1.01 | 42.1279 | 3.1068
400195 | 0 | 0 | 0 | 0 | 0 | 0 | 0 |  |  | 0.91107 | 53.6337
400196 | 0 | 0 | 0 | 0 | 0 | 0
400197 | 0 | 0 | 0 | 0 | 0 | 0 | 0 | 0 | 0 | 0.8871 | 53.4937 | 0.86867 | 59.7497 | 0
400198 | 26.7217 | 17.6936 | -26.6549 | -17.3268 | 0.066792 | 0.36684 | 0.079981 | 0.07999 | 0.07999 | 1.0516 | 66.1852 | 1.043 | 65.6904 | 0.7999
400199 | 53.4434 | 35.3873 | -53.3099 | -34.6536 | 0.13358 | 0.73369 | 0.15996 | 0.15998 | 0.15998 | 1.0516 | 66.1852 | 1.043 | 65.6904 | 0.7999
400200 | -42.3023 | 32.3852 | 42.7135 | -30.7729 | 0.41122 | 1.6123 | 0.13089 | 0.13091 | 0.13091 | 1.0682 | 61.9225 | 1.0554 | 63.5986 | 1.3091
400201 | -46.0614 | -17.934 | 46.657 | 20.5858 | 0.59562 | 2.6519 | 0.1314 | 0.13139 | 0.1314 | 0.9872 | 61.2566 | 1.0186 | 63.8073 | 1.314
400202 | 47.2594 | 23.1508 | -46.6694 | -20.5227 | 0.58997 | 2.6282 | 0.13133 | 0.13135 | 0.13135 | 1.0516 | 66.1852 | 1.0186 | 63.8073 | 1.3135
400203 | 0 | 0 | 0 | 0 | 0 | 0 | 0 |  |  | 1.0516 | 66.1852
400204 | 95.2121 | 39.69 | -94.5579 | -36.7385 | 0.65421 | 2.9515 | 0.27422 | 0.27422 | 0.27422 | 0.9872 | 61.2566 | 0.97083 | 59.858 | 2.7422
400205 | -69.7135 | 24.7729 | 70.5055 | -21.5343 | 0.79201 | 3.2385 | 0.18397 | 0.18398 | 0.18398 | 1.0554 | 63.5986 | 1.0516 | 66.1852 | 1.8398
400206 | 86.7306 | 137.239 | -84.0805 | -125.6507 | 2.6501 | 11.5883 | 0.41658 | 0.4166 | 0.4166 | 1.0227 | 65.054 | 0.95239 | 63.5554 | 4.166
400207 | 175.9186 | 278.3439 | -170.5428 | -254.8402 | 5.3758 | 23.5037 | 0.84492 | 0.84495 | 0.84495 | 1.0227 | 65.054 | 0.95239 | 63.5554 | 4.2248
400208 | 0 | 0 | 0 | 0 | 0 | 0 | 0 |  |  | 0.94168 | 63.3069
400209 | 0 | 0 | 0 | 0 | 0 | 0 | 0 |  |  | 1.0344 | 72.479
400210 | -335.0009 | 130.6661 | 342.306 | -74.9743 | 7.305 | 55.6918 | 0.4607 | 0.46078 | 0.46078 | 0.90125 | 62.4255 | 0.87814 | 71.4123 | 4.6078
400211 | -128.2976 | -21.7524 | 129.6923 | 28.0246 | 1.3947 | 6.2722 | 0.36978 | 0.36978 | 0.36978 | 0.92352 | 60.7347 | 0.94168 | 63.3069 | 3.6978
400212 | 52.5789 | 63.6601 | -51.9207 | -61.1968 | 0.6582 | 2.4633 | 0.2233 | 0.22331 | 0.22331 | 0.97037 | 61.6009 | 0.94316 | 60.8411 | 2.2331
400213 | 28.9207 | 59.1968 | -27.6703 | -54.0172 | 1.2504 | 5.1796 | 0.18332 | 0.18336 | 0.18336 | 0.94316 | 60.8411 | 0.86867 | 59.7497 | 1.8336
400214 | 51.754 | 35.9291 | -51.5018 | -34.8141 | 0.25217 | 1.115 | 0.15723 | 0.15724 | 0.15724 | 1.0516 | 66.1852 | 1.0375 | 65.4698 | 1.5724
400215 | 0 | 0 | 0 | 0 | 0 | 0 |  | 0 |  |  |  | 1.0375 | 65.4698
400216 | 0 | 0 | 0 | 0 | 0 | 0 | 0 |  |  | 0.94168 | 63.3069
400217 | -27.3029 | 23.5778 | 27.5591 | -22.5905 | 0.25626 | 0.98729 | 0.10671 | 0.10673 | 0.10673 | 0.88714 | 54.9145 | 0.87622 | 56.394 | 1.0673
400218 | -36.5591 | 21.5905 | 36.7677 | -20.7939 | 0.20861 | 0.79661 | 0.12716 | 0.12717 | 0.12717 | 0.87622 | 56.394 | 0.87168 | 57.4729 | 1.2717
400219 | -46.7677 | 19.7939 | 46.9922 | -18.9202 | 0.22442 | 0.87369 | 0.15289 | 0.1529 | 0.1529 | 0.87168 | 57.4729 | 0.8695 | 58.4849 | 1.529
400220 | 55.3213 | -16.6894 | -54.9922 | 17.9202 | 0.32912 | 1.2309 | 0.17457 | 0.17457 | 0.17457 | 0.86867 | 59.7497 | 0.8695 | 58.4849 | 1.7457
400221 | 0 | 0 | 0 | 0 | 0 | 0 |  | 0 |  |  |  | 1.0727 | 67.1715
400222 | 0 | 0 | 0 | 0 | 0 | 0 |  | 0 |  |  |  | 1.0186 | 63.8073
400223 | 0 | 0 | 0 | 0 | 0 | 0 |  | 0 |  |  |  | 0.97083 | 59.858
400224 | 0 | 0 | 0 | 0 | 0 | 0 | 0 |  |  | 1.0516 | 66.1852
400225 | 0 | 0 | 0 | 0 | 0 | 0 |  | 0 |  |  |  | 1.0186 | 63.8073
400226 | -122.6476 | -12.3513 | 124.2976 | 19.7524 | 1.65 | 7.4011 | 0.35764 | 0.35764 | 0.35764 | 0.90452 | 57.4537 | 0.92352 | 60.7347 | 3.5764
400227 | 0 | 0 | 0 | 0 | 0 | 0
400228 | 0 | 0 | 0 | 0 | 0 | 0 |  | 0 |  |  |  | 0.97037 | 61.6009
400229 | 0 | 0 | 0 | 0 | 0 | 0 | 0 |  |  | 1.0527 | 71.1646
400230 | 100.3122 | 224.4292 | -98.8235 | -209.6898 | 1.4887 | 14.7394 | 0.31496 | 0.3151 | 0.3151 | 0.90125 | 62.4255 | 0.84948 | 61.263 | 3.151
400231 | 357.8689 | -302.8348 | -347.7305 | 393.602 | 10.1384 | 90.7672 | 0.60064 | 0.60045 | 0.60064 | 0.90125 | 62.4255 | 1.01 | 54.1045 | 6.0064
400232 | -21.9061 | 34.343 | 22.0134 | -33.7577 | 0.1073 | 0.58526 | 0.10094 | 0.10095 | 0.10095 | 1.0591 | 66.128 | 1.0477 | 66.7093 | 1.0095
400233 | -145.786 | -154.7595 | 147.5669 | 161.675 | 1.7808 | 6.9155 | 0.5401 | 0.54008 | 0.5401 | 1.0331 | 40.8956 | 1.0636 | 41.7995 | 2.7005
400234 | -44.9707 | 70.5073 | 45.191 | -69.3051 | 0.22032 | 1.2022 | 0.20722 | 0.20725 | 0.20725 | 1.0591 | 66.128 | 1.0477 | 66.7093 | 1.0362
400235 | 0 | 0 | 0 | 0 | 0 | 0
400236 | 35.4861 | 5.5922 | -35.3843 | -5.2091 | 0.10182 | 0.38308 | 0.091258 | 0.091266 | 0.091266 | 1.0331 | 40.8956 | 1.0284 | 40.2823 | 0.45633
400237 | 1334.8346 | 83.513 | -1327.0557 | 14.4611 | 7.7789 | 97.9741 | 1.6103 | 1.6103 | 1.6103 | 0.95907 | 27.3528 | 0.95167 | 23.1468 | 16.1026
400238 | -259.4096 | 435.7769 | 268.8942 | -347.8194 | 9.4845 | 87.9575 | 0.5798 | 0.58005 | 0.58005 | 1.01 | 54.1045 | 0.87518 | 61.0638 | 5.8005
400239 | -75.2572 | -101.6242 | 75.9278 | 104.5504 | 0.67062 | 2.9262 | 0.32435 | 0.32433 | 0.32435 | 1.0232 | 38.8379 | 1.0455 | 39.3742 | 1.6218
400240 | 0 | 0 | 0 | 0 | 0 | 0 |  | 0 |  |  |  | 1.1 | 54.8357
400241 | 0 | 0 | 0 | 0 | 0 | 0
400242 | -33.7524 | -45.5717 | 34.0532 | 46.8827 | 0.30083 | 1.311 | 0.14546 | 0.14544 | 0.14546 | 1.0232 | 38.8379 | 1.0455 | 39.3742 | 1.4546
400243 | -1215.1956 | 212.8924 | 1227.0557 | -54.4611 | 11.8601 | 158.4313 | 1.4903 | 1.4903 | 1.4903 | 0.95589 | 15.7475 | 0.95167 | 23.1468 | 14.903
400244 | -1199.4048 | 453.1836 | 1215.1956 | -212.8924 | 15.7908 | 240.2912 | 1.4903 | 1.4903 | 1.4903 | 0.99346 | 4.9813 | 0.95589 | 15.7475 | 14.9029
400245 | -350.4065 | 320.6892 | 356.4054 | -257.1366 | 5.9989 | 63.5526 | 0.58161 | 0.58173 | 0.58173 | 0.94305 | 45.1393 | 0.87235 | 51.809 | 5.8173
400246 | -1040.6285 | 834.0762 | 1049.4048 | -700.7545 | 8.7763 | 133.3217 | 1.4666 | 1.4667 | 1.4667 | 1.05 | 0 | 0.99346 | 4.9813 | 14.6666
400247 | 1919.0534 | 242.3402 | -1909.6266 | -155.4544 | 9.4268 | 86.8857 | 2.2158 | 2.2158 | 2.2158 | 1.008 | 31.5061 | 0.99844 | 28.9622 | 22.1581
400248 | 71.8915 | -24.5597 | -71.7421 | 25.2144 | 0.14943 | 0.65467 | 0.22545 | 0.22545 | 0.22545 | 0.88434 | 50.1522 | 0.88519 | 49.6484 | 2.2545
400249 | 0 | 0 | 0 | 0 | 0 | 0
400250 | 0 | 0 | 0 | 0 | 0 | 0
400251 | 0 | 0 | 0 | 0 | 0 | 0
400252 | 60.1669 | 8.4819 | -58.3974 | -1.5368 | 1.7695 | 6.9451 | 0.14944 | 0.14944 | 0.14944 | 1.0671 | 53.3263 | 1.0258 | 46.7748 | 1.4944
400253 | -596.4924 | -182.9811 | 597.2916 | 192.6215 | 0.79922 | 9.6404 | 0.75692 | 0.75691 | 0.75692 | 0.95181 | 81.3896 | 0.95741 | 82.2136 | 3.7846
400254 | 209.6577 | 776.6869 | -209.3044 | -772.2532 | 0.35331 | 4.4337 | 0.97065 | 0.97067 | 0.97067 | 0.95703 | 81.4482 | 0.95181 | 81.3896 | 4.8533
400255 | 95.8128 | -0.78346 | -93.8594 | 8.6946 | 1.9533 | 7.9111 | 0.24784 | 0.24784 | 0.24784 | 1.0146 | 65.9472 | 0.99811 | 61.1156 | 2.4784
400256 | -31.4348 | -591.5225 | 32.2543 | 595.7175 | 0.8195 | 4.195 | 1.4783 | 1.4783 | 1.4783 | 1.0516 | 66.1852 | 1.0591 | 66.128 | 7.3915
400257 | 670.5679 | -94.2752 | -655.9498 | 273.7426 | 14.6181 | 179.4674 | 0.81702 | 0.81694 | 0.81702 | 0.95703 | 81.4482 | 1.0046 | 66.779 | 8.1702
400258 | 177.7027 | 44.7595 | -174 | -21 | 3.7027 | 23.7595 | 0.4886 | 0.4886 | 0.4886 | 0.98428 | 81.3828 | 0.94135 | 74.1236 | 4.886
400259 | 87.9705 | 131.3844 | -87.5434 | -129.5288 | 0.42711 | 1.8556 | 0.43569 | 0.43569 | 0.43569 | 0.95239 | 63.5554 | 0.94168 | 63.3069 | 4.3569
400260 | -106.2588 | 120.9024 | 107.0701 | -117.2302 | 0.8113 | 3.6722 | 0.39884 | 0.39885 | 0.39885 | 1.0591 | 73.8986 | 1.0446 | 74.9941 | 3.9885
400261 | -111.0806 | 13.2509 | 112.2588 | -7.9927 | 1.1782 | 5.2582 | 0.27887 | 0.27887 | 0.27887 | 1.0527 | 71.1646 | 1.0591 | 73.8986 | 2.7887
400262 | 166.6528 | 249.1065 | -165.8445 | -245.5889 | 0.80823 | 3.5175 | 0.82586 | 0.82586 | 0.82586 | 0.95239 | 63.5554 | 0.94168 | 63.3069 | 4.1293
400263 | -72.5263 | 1.8704 | 72.7084 | -1.1222 | 0.18205 | 0.74823 | 0.18161 | 0.18161 | 0.18161 | 1.0484 | 80.2739 | 1.0508 | 80.8691 | 1.8161
400264 | -81.116 | 35.0334 | 81.2378 | -34.3544 | 0.12181 | 0.67903 | 0.21856 | 0.21856 | 0.21856 | 1.061 | 40.5944 | 1.0591 | 41.0317 | 2.1856
400265 | -162.232 | 70.0668 | 162.4756 | -68.7087 | 0.24361 | 1.3581 | 0.43711 | 0.43712 | 0.43712 | 1.061 | 40.5944 | 1.0591 | 41.0317 | 2.1856
400266 | -78.628 | 36.2269 | 78.7827 | -35.3667 | 0.15468 | 0.86015 | 0.2136 | 0.21361 | 0.21361 | 1.0636 | 40.0318 | 1.061 | 40.5944 | 2.1361
400267 | -157.256 | 72.4538 | 157.5654 | -70.7335 | 0.30935 | 1.7203 | 0.42721 | 0.42721 | 0.42721 | 1.0636 | 40.0318 | 1.061 | 40.5944 | 2.1361
400268 | -52.1972 | -43.9334 | 52.3991 | 45.2944 | 0.20195 | 1.361 | 0.17904 | 0.17904 | 0.17904 | 1 | 41.7168 | 1.0152 | 42.4735 | 1.7904
400269 | 620.5079 | 14.118 | -607.9452 | 99.6416 | 12.5626 | 113.7596 | 0.81206 | 0.81201 | 0.81206 | 0.88255 | 61.5668 | 0.87605 | 50.9012 | 4.0603
400270 | 31.2428 | 406.1066 | -29.2815 | -382.6581 | 1.9613 | 23.4485 | 0.46291 | 0.46304 | 0.46304 | 1.016 | 81.4261 | 0.95703 | 81.4482 | 4.6304
400271 | 0 | 0 | 0 | 0 | 0 | 0
400272 | 110.7522 | -284.031 | -108.6667 | 292.2366 | 2.0855 | 8.2056 | 0.75955 | 0.75954 | 0.75955 | 1.0533 | 41.3799 | 1.0773 | 40.4746 | 3.7978
400273 | -60.1108 | 6.7265 | 60.3766 | -5.6904 | 0.2658 | 1.0362 | 0.15092 | 0.15092 | 0.15092 | 1.0518 | 71.7302 | 1.0545 | 72.7359 | 1.5092
400274 | 0 | 0 | 0 | 0 | 0 | 0 | 0 |  |  | 1.0455 | 27.4704
400275 | -120.2217 | 13.453 | 120.7533 | -11.3807 | 0.53159 | 2.0723 | 0.30183 | 0.30184 | 0.30184 | 1.0518 | 71.7302 | 1.0545 | 72.7359 | 1.5092
400276 | -59.1211 | 5.6136 | 59.7775 | -3.0599 | 0.65639 | 2.5538 | 0.14934 | 0.14934 | 0.14934 | 1.0436 | 69.224 | 1.0518 | 71.7302 | 1.4934
400277 | -118.2422 | 11.2272 | 119.555 | -6.1197 | 1.3128 | 5.1075 | 0.29868 | 0.29869 | 0.29869 | 1.0436 | 69.224 | 1.0518 | 71.7302 | 1.4934
400278 | 111.4131 | 156.3222 | -109.9474 | -142.5497 | 1.4657 | 13.7724 | 0.21817 | 0.21846 | 0.21846 | 1.016 | 81.4261 | 0.95153 | 79.2042 | 2.1846
400279 | 0 | 0 | 0 | 0 | 0 | 0 |  | 0 |  |  |  | 1.04 | 29.3706
400280 | 0 | 0 | 0 | 0 | 0 | 0 |  | 0 |  |  |  | 1.044 | 41.7654
400281 | 784.1252 | 63.0643 | -773.9871 | 39.9179 | 10.1382 | 102.9822 | 0.91346 | 0.91346 | 0.91346 | 0.99441 | 54.2052 | 0.97969 | 46.6454 | 9.1346
400282 | 435.9181 | 317.3632 | -427.3308 | -231.0371 | 8.5873 | 86.3261 | 0.61282 | 0.61296 | 0.61296 | 1.016 | 81.4261 | 0.91513 | 73.7472 | 6.1296
400283 | 803.8432 | 202.258 | -792.3924 | -25.7805 | 11.4509 | 176.4775 | 0.92925 | 0.92929 | 0.92929 | 1.03 | 54.3872 | 0.98512 | 42.113 | 9.2929
400284 | 0 | 0 | 0 | 0 | 0 | 0 | 0 |  |  | 0.99315 | 42.4191
400285 | 377.9452 | 280.1066 | -368.6795 | -186.0481 | 9.2657 | 94.0585 | 0.53465 | 0.53485 | 0.53485 | 1.016 | 85.5512 | 0.89156 | 75.7507 | 5.3485
400286 | 8.095 | 28.9883 | -7.5184 | -26.5704 | 0.57652 | 2.4178 | 0.0749 | 0.075016 | 0.075016 | 1.0545 | 72.7359 | 0.96602 | 72.5137 | 0.75016
400287 | -271.1302 | -90.9421 | 274.8503 | 128.5357 | 3.7201 | 37.5936 | 0.34704 | 0.34689 | 0.34704 | 0.95153 | 79.2042 | 1.01 | 85.7846 | 3.4704
400288 | 0 | 0 | 0 | 0 | 0 | 0 | 0 | 0 | 0 | 1.022 | 41.3844 | 1.0227 | 41.2015 | 0
400289 | 55.4818 | -23.5614 | -55.4459 | 23.613 | 0.035903 | 0.0516 | 0.15478 | 0.15464 | 0.15478 | 1.022 | 41.3844 | 1.0227 | 41.2015 | 0.77391
400290 | 0 | 0 | 0 | 0 | 0 | 0 | 0 |  |  | 1.0344 | 72.479
400291 | -68.4142 | 6.7582 | 68.419 | -6.7178 | 0.0048184 | 0.040484 | 0.078596 | 0.078597 | 0.078597 | 1.01 | 85.7846 | 1.01 | 85.8256 | 0.78597
400292 | -183.4362 | 17.7517 | 183.4488 | -17.6331 | 0.012652 | 0.11858 | 0.2107 | 0.2107 | 0.2107 | 1.01 | 85.7846 | 1.01 | 85.8256 | 1.0535
400293 | 0 | 0 | 0 | 0 | 0 | 0 | 0 |  |  | 1.0591 | 73.3051
400294 | 0 | 0 | 0 | 0 | 0 | 0 | 0 |  |  | 1.0591 | 73.3051
400295 | 205.0939 | 68.3609 | -203.0086 | -43.3971 | 2.0852 | 24.9639 | 0.26227 | 0.26238 | 0.26238 | 0.95181 | 81.3896 | 0.91361 | 74.9358 | 2.6238
400296 | 0 | 0 | 0 | 0 | 0 | 0 |  | 0 |  |  |  | 1.0241 | 27.8199
400297 | -106.2187 | -11.6739 | 106.2673 | 12.1809 | 0.048608 | 0.50698 | 0.29594 | 0.29594 | 0.29594 | 0.94758 | 74.9296 | 0.94852 | 75.1982 | 1.4797
400298 | 370.1178 | 139.5072 | -362.7384 | -49.4751 | 7.3794 | 90.0321 | 0.49991 | 0.5 | 0.5 | 0.91361 | 74.9358 | 0.84546 | 62.01 | 5
400299 | 16.1899 | 57.9765 | -15.0369 | -53.1409 | 1.153 | 4.8357 | 0.1498 | 0.15003 | 0.15003 | 1.0545 | 72.7359 | 0.96602 | 72.5137 | 0.75016
400300 | -146.6584 | -225.8737 | 148.6455 | 246.0534 | 1.9872 | 20.1797 | 0.34038 | 0.34021 | 0.34038 | 0.91361 | 74.9358 | 0.97569 | 76.8117 | 3.4038
400301 | 63.8119 | 93.752 | -63.4529 | -90.2402 | 0.35904 | 3.5117 | 0.30515 | 0.30522 | 0.30522 | 0.97533 | 76.0794 | 0.94852 | 75.1982 | 1.5261
400302 | 362.7384 | -65.504 | -356.4054 | 132.6111 | 6.3329 | 67.1071 | 0.50343 | 0.50336 | 0.50343 | 0.84546 | 62.01 | 0.87235 | 51.809 | 5.0343
400303 | -79.1238 | -258.3231 | 79.4844 | 261.5024 | 0.36055 | 3.1793 | 0.30643 | 0.30641 | 0.30643 | 1.018 | 51.7406 | 1.03 | 51.8651 | 3.0643
400304 | 219.9002 | -62.3249 | -218.8762 | 71.7603 | 1.024 | 9.4354 | 0.26131 | 0.26126 | 0.26131 | 1.01 | 54.1045 | 1.018 | 51.7406 | 2.6131
400305 | -43.8474 | -240.5167 | 44.7476 | 244.0901 | 0.90019 | 3.5734 | 0.62024 | 0.62023 | 0.62024 | 1.0344 | 72.479 | 1.05 | 72.4226 | 3.1012
400306 | -77.0607 | -20.3548 | 77.3762 | 21.5894 | 0.31548 | 1.2346 | 0.19921 | 0.19921 | 0.19921 | 1.05 | 72.4226 | 1.0583 | 73.219 | 1.9921
400307 | 57.5989 | 55.7102 | -55.769 | -45.5026 | 1.8299 | 10.2076 | 0.18884 | 0.18889 | 0.18889 | 1.1136 | 46.569 | 1 | 41.7168 | 1.8889
400308 | 96 | 24.5977 | -95.9638 | -24.4352 | 0.036181 | 0.1625 | 0.24556 | 0.24556 | 0.24556 | 1.0591 | 73.3051 | 1.0583 | 73.219 | 2.4556
400309 | 88.4011 | 56.2908 | -87.0653 | -48.8213 | 1.3359 | 7.4695 | 0.24697 | 0.24699 | 0.24699 | 1.1136 | 46.569 | 1.0606 | 43.3555 | 2.4699
400310 | 25.3257 | -66.292 | -25.1847 | 66.8039 | 0.14096 | 0.51195 | 0.1832 | 0.1832 | 0.1832 | 1.0166 | 41.4542 | 1.0227 | 41.2015 | 1.832
400311 | 50.6513 | -132.5839 | -50.3694 | 133.6078 | 0.28192 | 1.0239 | 0.3664 | 0.36639 | 0.3664 | 1.0166 | 41.4542 | 1.0227 | 41.2015 | 1.832
400312 | -269.8942 | 90.6286 | 273.5187 | -47.408 | 3.6245 | 43.2206 | 0.37563 | 0.37571 | 0.37571 | 0.87518 | 61.0638 | 0.85315 | 69.8402 | 3.7571
400313 | -255.9351 | -216.0794 | 257.2297 | 229.4985 | 1.2946 | 13.4192 | 0.45334 | 0.4533 | 0.45334 | 0.85315 | 69.8402 | 0.87814 | 71.4123 | 4.5334
400314 | -231.0388 | -60.2809 | 233.6795 | 87.3107 | 2.6407 | 27.0298 | 0.32317 | 0.32309 | 0.32317 | 0.85315 | 69.8402 | 0.89156 | 75.7507 | 3.2317
400315 | 19.0719 | -3.7566 | -19 | 4 | 0.071884 | 0.24343 | 0.052303 | 0.052298 | 0.052303 | 0.97533 | 76.0794 | 0.97433 | 75.3067 | 0.52303
400316 | -77.0607 | -20.3548 | 77.3762 | 21.5894 | 0.31548 | 1.2346 | 0.19921 | 0.19921 | 0.19921 | 1.05 | 72.4226 | 1.0583 | 73.219 | 1.9921
400317 | 20.9772 | -32.5384 | -20.9452 | 32.662 | 0.031971 | 0.12365 | 0.044261 | 0.044098 | 0.044261 | 1.01 | 85.8256 | 1.016 | 85.5512 | 0.44261
400318 | 96 | 24.5977 | -95.9638 | -24.4352 | 0.036181 | 0.1625 | 0.24556 | 0.24556 | 0.24556 | 1.0591 | 73.3051 | 1.0583 | 73.219 | 2.4556
400319 | -840.3804 | 165.9738 | 858.2914 | -8.4363 | 17.911 | 157.5375 | 0.98128 | 0.9813 | 0.9813 | 1.008 | 31.5061 | 1.01 | 42.1279 | 9.813
400320 | 1155.7302 | -175.3657 | -1144.5685 | 267.5682 | 11.1617 | 92.2025 | 1.3778 | 1.3778 | 1.3778 | 0.97969 | 46.6454 | 0.98512 | 42.113 | 13.7778
400321 | 587.815 | 7.1417 | -578.673 | 81.3721 | 9.142 | 88.5138 | 0.66943 | 0.66941 | 0.66943 | 1.014 | 40.2277 | 1.008 | 31.5061 | 6.6943
400322 | 0 | 0 | 0 | 0 | 0 | 0
400323 | 21.046 | 44.6393 | -21.0038 | -44.4471 | 0.042239 | 0.1922 | 0.13266 | 0.13266 | 0.13266 | 0.97628 | 40.4747 | 0.97247 | 40.4232 | 1.3266
400324 | 0 | 0 | 0 | 0 | 0 | 0
400325 | -7.1405 | 16.1438 | 7.2367 | -15.8086 | 0.096156 | 0.33513 | 0.050848 | 0.050876 | 0.050876 | 0.91107 | 53.6337 | 0.89684 | 54.3843 | 0.50876
400326 | 537.2709 | -137.4777 | -528.7139 | 319.4472 | 8.557 | 181.9696 | 0.75384 | 0.75366 | 0.75384 | 0.84948 | 61.263 | 0.94643 | 44.4445 | 7.5384
400327 | -513.0471 | 22.3439 | 528.7574 | 164.5912 | 15.7103 | 186.9351 | 0.67189 | 0.67183 | 0.67189 | 0.88255 | 61.5668 | 0.95181 | 81.3896 | 6.7189
400328 | 38.8696 | -26.8788 | -38.4082 | 28.8077 | 0.46145 | 1.9288 | 0.126 | 0.12598 | 0.126 | 0.98428 | 81.3828 | 1.0001 | 79.1629 | 1.26
400329 | 92.6299 | -62.8604 | -91.577 | 67.4499 | 1.0529 | 4.5895 | 0.29847 | 0.29844 | 0.29847 | 0.98428 | 81.3828 | 1.0001 | 79.1629 | 1.4924
400330 | 356.4152 | 165.1413 | -348.4606 | -92.5058 | 7.9545 | 72.6355 | 0.47395 | 0.47408 | 0.47408 | 0.95703 | 81.4482 | 0.87814 | 71.4123 | 4.7408
400331 | 22.5553 | -9.5864 | -22.069 | 11.5965 | 0.48636 | 2.0101 | 0.066579 | 0.066525 | 0.066579 | 0.96602 | 72.5137 | 0.98347 | 67.7213 | 0.66579
400332 | 0 | 0 | 0 | 0 | 0 | 0 | 0 | 0 | 0 | 0.96602 | 72.5137 | 0.98347 | 67.7213 | 0
400333 | 5.0991 | 56.1432 | -4.0768 | -51.8079 | 1.0224 | 4.3354 | 0.14386 | 0.14392 | 0.14392 | 1.0284 | 57.1971 | 0.94765 | 57.8854 | 1.4392
400334 | 475.8852 | -17.6884 | -467.6651 | 94.994 | 8.2201 | 77.3056 | 0.57457 | 0.57454 | 0.57457 | 0.95703 | 81.4482 | 0.9591 | 72.0663 | 5.7457
400335 | 347.1737 | -329.0819 | -344.1111 | 360.3338 | 3.0625 | 31.2519 | 0.6017 | 0.60163 | 0.6017 | 0.918 | 43.2673 | 0.95628 | 40.409 | 6.017
400336 | -65.8666 | -81.3426 | 66.2353 | 84.9046 | 0.36867 | 3.562 | 0.13165 | 0.13146 | 0.13165 | 0.918 | 43.2673 | 0.94584 | 44.374 | 1.3165
400337 | -402.5911 | 212.1956 | 407.7038 | -149.822 | 5.1127 | 62.3736 | 0.57243 | 0.57252 | 0.57252 | 0.918 | 43.2673 | 0.87605 | 50.9012 | 5.7252
400338 | -13.7422 | 4.2394 | 13.7639 | -4.1608 | 0.021704 | 0.07864 | 0.038075 | 0.038079 | 0.038079 | 0.99124 | 37.0742 | 0.99096 | 37.4225 | 0.38079
400339 | 13.7296 | 6.1321 | -13.6957 | -6.0079 | 0.033903 | 0.12423 | 0.039586 | 0.039595 | 0.039595 | 0.99686 | 37.4869 | 0.99124 | 37.0742 | 0.39595
400340 | 253.3308 | 220.0371 | -251.4913 | -201.149 | 1.8395 | 18.8881 | 0.42339 | 0.42346 | 0.42346 | 0.91513 | 73.7472 | 0.87814 | 71.4123 | 4.2346
400341 | 0 | 0 | 0 | 0 | 0 | 0
400342 | 0 | 0 | 0 | 0 | 0 | 0 |  | 0 |  |  |  | 1.044 | 41.7654
400343 | 0 | 0 | 0 | 0 | 0 | 0 | 0 |  |  | 1.0455 | 27.4704
400344 | 0 | 0 | 0 | 0 | 0 | 0 |  | 0 |  |  |  | 0.96598 | 36.6679
400345 | 0 | 0 | 0 | 0 | 0 | 0 |  | 0 |  |  |  | 0.96598 | 36.6679
400346 | 0 | 0 | 0 | 0 | 0 | 0 | 0 |  |  | 0.95628 | 40.409
400347 | 0 | 0 | 0 | 0 | 0 | 0
400348 | 0 | 0 | 0 | 0 | 0 | 0
400349 | 0 | 0 | 0 | 0 | 0 | 0
400350 | 0 | 0 | 0 | 0 | 0 | 0 | 0 |  |  | 1.02 | 45.567
400351 | 0 | 0 | 0 | 0 | 0 | 0 | 0 |  |  | 0.98636 | 45.6851
400352 | 0 | 0 | 0 | 0 | 0 | 0
400353 | 0 | 0 | 0 | 0 | 0 | 0
400354 | -335.8112 | 58.8128 | 336.8032 | -47.5563 | 0.99192 | 11.2565 | 0.38505 | 0.38506 | 0.38506 | 1.0224 | 57.1975 | 1.02 | 59.1086 | 3.8506
400355 | 325.8112 | -63.8128 | -324.6977 | 80.1724 | 1.1135 | 16.3596 | 0.37497 | 0.37494 | 0.37497 | 1.0224 | 57.1975 | 1.03 | 54.3872 | 3.7497
400356 | 624.2864 | 148.1286 | -618.7465 | -91.9732 | 5.5399 | 56.1554 | 0.72635 | 0.72638 | 0.72638 | 1.02 | 59.1086 | 0.99441 | 54.2052 | 7.2638
400357 | 446.3035 | -57.0984 | -439.8281 | 113.7716 | 6.4754 | 56.6732 | 0.50936 | 0.50931 | 0.50936 | 1.02 | 59.1086 | 1.03 | 51.8651 | 5.0936
400358 | 892.607 | -114.1969 | -879.6562 | 227.5432 | 12.9507 | 113.3464 | 1.0187 | 1.0186 | 1.0187 | 1.02 | 59.1086 | 1.03 | 51.8651 | 5.0936
400359 | -381.7432 | -22.4093 | 387.2399 | 73.7308 | 5.4967 | 51.3215 | 0.45071 | 0.45067 | 0.45071 | 0.97969 | 46.6454 | 1.01 | 54.1045 | 4.5071
400360 | -165.3787 | -134.3791 | 170.8545 | 139.6347 | 5.4758 | 5.2557 | 0.24744 | 0.24737 | 0.24744 | 0.99441 | 54.2052 | 1.03 | 54.3872 | 2.4744
400361 | 9.7535 | -35.3046 | -9.6667 | 35.8756 | 0.086858 | 0.57106 | 0.094105 | 0.094086 | 0.094105 | 1.0214 | 76.4169 | 1.0364 | 76.0501 | 0.94105
400362 | 19.507 | -70.6092 | -19.3333 | 71.7513 | 0.17372 | 1.1421 | 0.18821 | 0.18817 | 0.18821 | 1.0214 | 76.4169 | 1.0364 | 76.0501 | 0.94105
400363 | 11.6667 | 137.376 | -10.108 | -134.9175 | 1.5587 | 2.4586 | 0.3476 | 0.34761 | 0.34761 | 1.0409 | 75.8475 | 1.0214 | 76.4169 | 3.4761
400364 | 23.3333 | 274.7521 | -20.2159 | -269.835 | 3.1174 | 4.9171 | 0.69519 | 0.69523 | 0.69523 | 1.0409 | 75.8475 | 1.0214 | 76.4169 | 3.4761
400365 | 0 | 0 | 0 | 0 | 0 | 0 | 0 |  |  | 1.01 | 85.7846
400366 | 0 | 0 | 0 | 0 | 0 | 0 | 0 |  |  | 1.01 | 85.8256
400367 | 0 | 0 | 0 | 0 | 0 | 0 | 0 |  |  | 1.016 | 85.5512
400368 | -11.6158 | 30.2329 | 12.0061 | -28.7084 | 0.39021 | 1.5244 | 0.080693 | 0.080756 | 0.080756 | 1.0533 | 41.3799 | 1.0112 | 43.0755 | 0.80756
400369 | 5.6472 | 8.8987 | -5.6102 | -8.7721 | 0.037 | 0.12666 | 0.026402 | 0.026451 | 0.026451 | 1.0476 | 41.1658 | 1.0331 | 40.8956 | 0.26451
400370 | -45.8806 | 36.4683 | 47.7421 | -28.2144 | 1.8614 | 8.2539 | 0.16437 | 0.16441 | 0.16441 | 0.93575 | 41.7301 | 0.88519 | 49.6484 | 1.6441
400371 | -56.5281 | 5.7225 | 58.3974 | 1.5368 | 1.8694 | 7.2593 | 0.14944 | 0.14944 | 0.14944 | 0.99775 | 39.4525 | 1.0258 | 46.7748 | 1.4944
400372 | -49.4659 | -8.9644 | 51.2344 | 16.6207 | 1.7685 | 7.6563 | 0.14918 | 0.14916 | 0.14918 | 0.88434 | 50.1522 | 0.94765 | 57.8854 | 1.4918
400373 | -68.5582 | 43.3991 | 72.2964 | -28.6837 | 3.7382 | 14.7153 | 0.20733 | 0.20738 | 0.20738 | 1.027 | 70.6655 | 0.98428 | 81.3828 | 2.0738
400374 | 146.1411 | 72.8091 | -139.0086 | -44.6583 | 7.1325 | 28.1507 | 0.40632 | 0.40634 | 0.40634 | 1.0545 | 72.7359 | 0.94297 | 64.0571 | 4.0634
400375 | -81.5811 | 78.286 | 87.3804 | -55.9281 | 5.7993 | 22.3579 | 0.29877 | 0.29884 | 0.29884 | 0.99315 | 42.4191 | 0.91107 | 53.6337 | 2.9884
400376 | -88.951 | -23.1063 | 91.5579 | 34.7385 | 2.6069 | 11.6322 | 0.26473 | 0.26471 | 0.26473 | 0.91107 | 53.6337 | 0.97083 | 59.858 | 2.6473
400377 | -92.1507 | -35.6827 | 93.3513 | 40.9821 | 1.2006 | 5.2994 | 0.26269 | 0.26266 | 0.26269 | 0.9872 | 61.2566 | 1.0186 | 63.8073 | 1.3135
400378 | 94.5188 | 46.3016 | -93.3389 | -41.0453 | 1.1799 | 5.2563 | 0.26266 | 0.2627 | 0.2627 | 1.0516 | 66.1852 | 1.0186 | 63.8073 | 1.3135
400379 | -103.0724 | 26.2633 | 105.0806 | -17.2509 | 2.0082 | 9.0124 | 0.26545 | 0.26545 | 0.26545 | 1.0516 | 66.1852 | 1.0527 | 71.1646 | 2.6545
400380 | 51.5018 | 34.8141 | -50.2555 | -29.2578 | 1.2463 | 5.5562 | 0.15724 | 0.15727 | 0.15727 | 1.0375 | 65.4698 | 0.97037 | 61.6009 | 1.5727
400381 | 74.3176 | 51.0596 | -71.848 | -41.8701 | 2.4696 | 9.1895 | 0.22247 | 0.2225 | 0.2225 | 1.0636 | 41.7995 | 0.98082 | 37.5282 | 2.225
400382 | -1.2288 | 21.8529 | 1.3343 | -21.4152 | 0.10549 | 0.43764 | 0.054942 | 0.054984 | 0.054984 | 1.0455 | 27.4704 | 1.0241 | 27.8199 | 0.54984
400383 | -126.4884 | -311.66 | 130 | 343.2095 | 3.5116 | 31.5494 | 0.40614 | 0.40592 | 0.40614 | 0.95628 | 40.409 | 1.044 | 41.7654 | 4.0614
400384 | -135.9489 | 131.8689 | 143.4764 | -100.2199 | 7.5275 | 31.649 | 0.47543 | 0.47546 | 0.47546 | 1.0455 | 27.4704 | 0.96598 | 36.6679 | 4.7546

## res_trafo
| p_hv_mw | q_hv_mvar | p_lv_mw | q_lv_mvar | pl_mw | ql_mvar | i_hv_ka | i_lv_ka | vm_hv_pu | va_hv_degree | vm_lv_pu | va_lv_degree | loading_percent
500001 | 0 | 0 | 0 | 0 | 0 | 0
500002 | 0 | 0 | 0 | 0 | 0 | 0 | 0 | 0 | 0.98347 | 67.7213 | 1.0039 | 65.4529 | 0
500003 | 213.4553 | 73.2613 | -213 | -56 | 0.45527 | 17.2613 | 0.30544 | 0.69186 | 0.85315 | 69.8402 | 0.8354 | 66.0936 | 52.7988
500004 | 94.1657 | -429.0257 | -93.5202 | 452.7026 | 0.64551 | 23.6769 | 0.50485 | 1.1536 | 1.0046 | 66.779 | 1.0516 | 66.1852 | 43.8712
500005 | 142.9944 | -254.8934 | -142.5539 | 276.4096 | 0.44055 | 21.5162 | 0.3507 | 0.79963 | 0.96229 | 43.9286 | 1.0207 | 42.0542 | 60.8185
500006 | 142.9944 | -254.8934 | -142.5539 | 276.4096 | 0.44055 | 21.5162 | 0.3507 | 0.79963 | 0.96229 | 43.9286 | 1.0207 | 42.0542 | 60.8185
500007 | 109.4216 | -128.0951 | -109.1693 | 136.2102 | 0.2523 | 8.1151 | 0.20554 | 0.46924 | 0.94643 | 44.4445 | 0.97627 | 42.9322 | 35.6892
500008 | 23.3579 | 92.3838 | -23 | -87.2856 | 0.35788 | 5.0982 | 0.11484 | 0.51526 | 0.95812 | 42.0884 | 0.91947 | 41.5841 | 39.7823
500009 | 9.4523 | -242.3412 | -9.1519 | 250.3632 | 0.30044 | 8.022 | 0.29262 | 0.66797 | 0.95703 | 81.4482 | 0.98428 | 81.3828 | 31.7767
500010 | -1779.9901 | -1007.2741 | 1784 | 1180.3962 | 4.0099 | 173.1221 | 2.4677 | 61.7521 | 0.95703 | 81.4482 | 1.0101 | 85.4236 | 56.5914
500011 | -882.7553 | -288.9555 | 885 | 401.3545 | 2.2447 | 112.399 | 1.1202 | 28.0522 | 0.95741 | 82.2136 | 1.0204 | 88.363 | 77.1235
500012 | -542.3437 | 182.148 | 544 | -142.4241 | 1.6563 | 39.7239 | 0.65022 | 16.2332 | 1.016 | 81.4261 | 1 | 84.6595 | 46.9254
500013 | -466.4188 | -365.5768 | 467.4408 | 418.7916 | 1.022 | 53.2148 | 0.67352 | 1.5354 | 1.016 | 81.4261 | 1.0727 | 85.0313 | 73.0406
500014 | -860.0385 | 2086.7283 | 866 | -1827.4019 | 5.9615 | 259.3265 | 5.5216 | 60.4936 | 1.0727 | 85.0313 | 0.965 | 87.8621 | 111.3224
500015 | -479.8416 | -45.826 | 481 | 95.6038 | 1.1584 | 49.7779 | 1.2852 | 14.1569 | 0.98428 | 81.3828 | 1 | 86.9266 | 77.8427
500016 | 27.9083 | -202.2921 | -27.4718 | 214.7659 | 0.43652 | 12.4738 | 0.24167 | 0.55629 | 0.97569 | 76.8117 | 1.0214 | 76.4169 | 42.3104
500017 | 27.9083 | -202.2921 | -27.4718 | 214.7659 | 0.43652 | 12.4738 | 0.24167 | 0.55629 | 0.97569 | 76.8117 | 1.0214 | 76.4169 | 42.3104
500018 | -151.5019 | -77.4679 | 152 | 92.1353 | 0.49808 | 14.6673 | 0.45785 | 7.2268 | 0.97533 | 76.0794 | 1.029 | 79.9018 | 70.0962
500019 | 0 | 0 | 0 | 0 | 0 | 0 | 0 |  | 1.0682 | 56.0513
500020 | 0 | 0 | 0 | 0 | 0 | 0 | 0 |  | 1.0392 | 56.0405
500021 | 13.1827 | -57.5412 | -13 | 60.0664 | 0.18273 | 2.5252 | 0.14518 | 0.29569 | 1.0671 | 53.3263 | 1.0909 | 53.0136 | 22.5343
500022 | -28.2668 | -155.1115 | 28.6085 | 164.4463 | 0.34171 | 9.3347 | 0.20628 | 0.47533 | 0.88255 | 61.5668 | 0.92155 | 61.9642 | 36.1527
500023 | 96.7429 | -136.0886 | -96.3306 | 148.8493 | 0.41232 | 12.7607 | 0.42609 | 0.85632 | 1.0284 | 57.1971 | 1.0867 | 54.9455 | 65.2605
500024 | 101.6964 | -346.5641 | -100.8947 | 380.0168 | 0.80172 | 33.4527 | 0.43004 | 0.98417 | 0.96979 | 57.5847 | 1.0484 | 56.254 | 74.8539
500025 | 45.6504 | -32.4846 | -45.4256 | 35.5241 | 0.22485 | 3.0395 | 0.07385 | 0.17113 | 0.87605 | 50.9012 | 0.88434 | 50.1522 | 13.0157
500026 | 166.4518 | -262.1992 | -165.7488 | 276.3156 | 0.70306 | 14.1164 | 0.37915 | 0.86615 | 0.94584 | 44.374 | 0.97627 | 43.211 | 32.9389
500027 | 0 | 0 | 0 | 0 | 0 | 0 | 0 |  | 1.0891 | 40.6069
500028 | 0 | 0 | 0 | 0 | 0 | 0 | 0 |  | 1.1136 | 46.569
500029 | 7.2152 | -130.9649 | -7 | 136.6841 | 0.2152 | 5.7191 | 0.32363 | 0.65848 | 1.0636 | 40.0318 | 1.0909 | 39.9271 | 25.0916
500030 | 51.3706 | -174.7614 | -51.1174 | 183.6248 | 0.2532 | 8.8634 | 0.21115 | 0.4842 | 0.99612 | 41.5057 | 1.0331 | 40.8956 | 36.8273
500031 | 0 | 0 | 0 | 0 | 0 | 0 | 0 |  | 1.0636 | 41.7995
500032 | 0 | 0 | 0 | 0 | 0 | 0 | 0 |  | 1.0636 | 41.7995
500033 | 119.5033 | -116.3868 | -119.2825 | 124.2616 | 0.22077 | 7.8748 | 0.1877 | 0.42915 | 1.0262 | 42.8799 | 1.0533 | 41.3799 | 32.6404
500034 | 119.5033 | -116.3868 | -119.2825 | 124.2616 | 0.22077 | 7.8748 | 0.1877 | 0.42915 | 1.0262 | 42.8799 | 1.0533 | 41.3799 | 32.6404
500035 | 0 | 0 | 0 | 0 | 0 | 0 | 0 |  | 0.96602 | 72.5137
500036 | 0.16026 | 1.3726 | -2.1868e-13 | 9.6524e-14 | 0.16026 | 1.3726 | 0.0034486 | 1.1934e-15 | 1.0516 | 66.1852 | 1.0513 | 66.1836 | 0.52564
500037 | 0.16026 | 1.3726 | -2.1868e-13 | 9.6524e-14 | 0.16026 | 1.3726 | 0.0034486 | 1.1934e-15 | 1.0516 | 66.1852 | 1.0513 | 66.1836 | 0.52564
500038 | 87.8316 | -73.7858 | -87.651 | 78.7066 | 0.18063 | 4.9208 | 0.15593 | 0.35589 | 0.84948 | 61.263 | 0.86867 | 59.7497 | 27.0684
500039 | 13.4466 | -67.5755 | -13.2888 | 69.8907 | 0.1578 | 2.3152 | 0.088953 | 0.20493 | 0.8944 | 53.8542 | 0.91107 | 53.6337 | 15.5863
500040 | 94.1657 | -429.0257 | -93.5202 | 452.7026 | 0.64551 | 23.6769 | 0.50485 | 1.1536 | 1.0046 | 66.779 | 1.0516 | 66.1852 | 43.8712
500041 | -61.5901 | -164.1544 | 61.8478 | 173.5466 | 0.25769 | 9.3922 | 0.22463 | 0.51345 | 0.90125 | 62.4255 | 0.94168 | 63.3069 | 39.0517
500042 | -61.5901 | -164.1544 | 61.8478 | 173.5466 | 0.25769 | 9.3922 | 0.22463 | 0.51345 | 0.90125 | 62.4255 | 0.94168 | 63.3069 | 39.0517
500043 | 0 | 0 | 0 | 0 | 0 | 0
500044 | -20.4508 | -143.7138 | 20.7816 | 151.7225 | 0.33077 | 8.0087 | 0.18347 | 0.4237 | 0.91361 | 74.9358 | 0.94852 | 75.1982 | 32.2257
500045 | 22.069 | -11.5965 | -22 | 13 | 0.068979 | 1.4035 | 0.066525 | 0.1336 | 0.98347 | 67.7213 | 1.0039 | 65.4529 | 40.4022
500046 | 197.6757 | -308.2316 | -196.85 | 342.5555 | 0.8257 | 34.3239 | 0.44835 | 1.0213 | 0.94305 | 45.1393 | 1.0152 | 42.4735 | 77.6758
500047 | 197.6757 | -308.2316 | -196.85 | 342.5555 | 0.8257 | 34.3239 | 0.44835 | 1.0213 | 0.94305 | 45.1393 | 1.0152 | 42.4735 | 77.6758
500048 | 0 | 0 | 0 | 0 | 0 | 0 | 0 | 0 | 0.87235 | 51.809 | 1.0232 | 38.8379 | 0
500049 | 166.4758 | -262.1841 | -165.7738 | 276.3005 | 0.70198 | 14.1165 | 0.37915 | 0.86615 | 0.94584 | 44.374 | 0.97627 | 43.211 | 32.9389
500050 | 127 | 72.2523 | -126.6733 | -66.1711 | 0.32668 | 6.0813 | 0.16223 | 0.36623 | 1.04 | 29.3706 | 1.0241 | 27.8199 | 28.0428
500051 | 127 | 72.2523 | -126.6733 | -66.1711 | 0.32668 | 6.0813 | 0.16223 | 0.36623 | 1.04 | 29.3706 | 1.0241 | 27.8199 | 28.0428
500052 | 0 | 0 | 0 | 0 | 0 | 0
500053 | 0 | 0 | 0 | 0 | 0 | 0 | 0 |  | 1.0591 | 73.8986
500054 | -38.0549 | -326.9823 | 38.7711 | 355.775 | 0.71615 | 28.7927 | 0.39632 | 0.90794 | 0.9591 | 72.0663 | 1.0344 | 72.479 | 69.0562
500055 | -47.3246 | -55.923 | 47.5 | 61.0093 | 0.1754 | 5.0863 | 0.18798 | 0.37831 | 1.0227 | 65.054 | 1.0727 | 67.1715 | 57.6624
500056 | -47.3246 | -55.923 | 47.5 | 61.0093 | 0.1754 | 5.0863 | 0.18798 | 0.37831 | 1.0227 | 65.054 | 1.0727 | 67.1715 | 57.6624
500057 | 63.9864 | 25.0316 | -63.97 | -24.1782 | 0.016454 | 0.85342 | 0.078552 | 0.17853 | 1.01 | 42.1279 | 1.0053 | 41.467 | 10.7981
500058 | 175.3944 | 81.4446 | -175 | -70 | 0.39444 | 11.4446 | 0.23467 | 0.53004 | 0.95153 | 79.2042 | 0.9332 | 76.7398 | 40.5652
500059 | 0 | 0 | 0 | 0 | 0 | 0 | 0 |  | 1.01 | 85.7846
500060 | 0 | 0 | 0 | 0 | 0 | 0 | 0 |  | 1.01 | 85.7846
500061 | 0 | 0 | 0 | 0 | 0 | 0 | 0 |  | 1.1136 | 46.569
500062 | 0 | 0 | 0 | 0 | 0 | 0 | 0 |  | 0.96602 | 72.5137
500063 | 0 | 0 | 0 | 0 | 0 | 0 | 0 |  | 1.0455 | 79.499
500064 | 0.20809 | 2.114 | -3.7838e-13 | 1.2726e-13 | 0.20809 | 2.114 | 0.0027932 | 1.1934e-15 | 0.87814 | 71.4123 | 0.87787 | 71.4109 | 0.48283
500065 | 0.20809 | 2.114 | -3.7838e-13 | 1.2726e-13 | 0.20809 | 2.114 | 0.0027932 | 1.1934e-15 | 0.87814 | 71.4123 | 0.87787 | 71.4109 | 0.48283
500066 | 121.2841 | -83.8832 | -121.1779 | 90.5256 | 0.10624 | 6.6424 | 0.18549 | 0.4242 | 0.918 | 43.2673 | 0.93575 | 41.7301 | 32.2641
500067 | 0 | 0 | 0 | 0 | 0 | 0 | 0 |  | 0.91513 | 73.7472
500068 | 274.0108 | -37.4069 | -273.4479 | 56.8726 | 0.56289 | 19.4658 | 0.33393 | 0.75878 | 0.95628 | 40.409 | 0.96598 | 36.6679 | 57.7236
500069 | 274.0108 | -37.4069 | -273.4479 | 56.8726 | 0.56289 | 19.4658 | 0.33393 | 0.75878 | 0.95628 | 40.409 | 0.96598 | 36.6679 | 57.7236
500070 | -6.6243 | 157.814 | 6.9848 | -149.8829 | 0.36052 | 7.9311 | 0.17881 | 0.39921 | 1.02 | 45.567 | 0.98636 | 45.6851 | 30.9094
500071 | 0 | 0 | 0 | 0 | 0 | 0 | 0 |  | 1.014 | 40.2277
500072 | 0 | 0 | 0 | 0 | 0 | 0 | 0 |  | 1.1 | 54.8357
500073 | 0 | 0 | 0 | 0 | 0 | 0 | 0 |  | 1.014 | 40.2277
500074 | 0 | 0 | 0 | 0 | 0 | 0 | 0 |  | 0.89156 | 75.7507

## res_ext_grid
| p_mw | q_mvar
47090 | -2514.1633 | 1558.6402

## res_load
| p_mw | q_mvar
200001 | 0 | 0
200002 | 0 | 0
200003 | 0 | 0
200004 | 0 | 0
200005 | 410 | 200
200006 | 440 | 250
200007 | 0 | 0
200008 | 0 | 0
200009 | 5000 | 50
200010 | 298 | 10
200011 | 50 | 25
200012 | 22 | -7
200013 | 550 | 150
200014 | 10 | 5
200015 | 0 | 0
200016 | 0 | 0
200017 | 33 | 4
200018 | 87 | -1
200019 | 22 | 5
200020 | 23 | 20
200021 | 100 | 40
200022 | 1282.8 | 381.1
200023 | 2500 | 200
200024 | 24 | 16
200025 | 0 | 0
200026 | 0 | 0
200027 | 114 | 30
200028 | 245 | 75
200029 | 23 | 4
200030 | 50 | 20
200031 | 150 | 80
200032 | 27 | 3
200033 | 19 | 4
200034 | 7 | -1
200035 | 43 | 11
200036 | 50 | 8
200037 | 1149 | 514
200038 | 0 | 0
200039 | 0 | 0
200040 | 123 | 14
200041 | 52 | 21
200042 | 20 | 22
200043 | 0 | 0
200044 | 0 | 0
200045 | 1 | 1
200046 | 0 | 0
200047 | 0 | 0
200048 | 7 | 2
200049 | 9 | 3
200050 | 8 | 3
200051 | 36 | 15
200052 | 0 | 0
200053 | 0 | 0
200054 | 3 | 2
200055 | 174 | 11
200056 | 430 | 131
200057 | 46 | 5
200058 | 146 | 16
200059 | 47 | 18
200060 | 19 | -4
200061 | 10 | 6
200062 | 128 | 44
200063 | 72 | 26
200064 | 0.4 | 0.2
200065 | 22 | 2
200066 | 1 | -11
200067 | 23 | 4
200068 | 27 | 5
200069 | 0 | 0
200070 | 0 | 0
200071 | 0 | 0
200072 | 21 | 4
200073 | 6 | 2
200074 | 24 | -16
200075 | 144 | 54.6
200076 | 0 | 0
200077 | 0 | 0
200078 | 0 | 0
200079 | 213 | 62
200080 | 56 | 45
200081 | 19 | 5
200082 | 17 | 2
200083 | 10 | 0
200084 | 111 | 58
200085 | 105 | -33
200086 | 5 | -7
200087 | 0 | 0
200088 | 0 | 0
200089 | 0 | 0
200090 | 0 | 0
200091 | 0 | 0
200092 | 23 | -2
200093 | 10 | -7
200094 | 220 | 50
200095 | 37 | 2
200096 | 55 | -40
200097 | 18 | 14
200098 | 63 | 10
200099 | 490 | 278
200100 | 63 | 14
200101 | 24 | 3
200102 | 26 | 4
200103 | 148 | 62
200104 | 680 | 18
200105 | 10 | 1
200106 | 0 | 0
200107 | 0 | 0
200108 | 35 | 13
200109 | 5 | 1
200110 | 275 | 115
200111 | 10 | 5
200112 | 5 | -1
200113 | 16 | 5
200114 | 0 | 0
200115 | 0 | 0
200116 | 0 | 0
200117 | 5 | 1
200118 | 0 | 0
200119 | 0 | 0
200120 | 0 | 0
200121 | 49 | 9
200122 | 8 | 2
200123 | 0 | 0
200124 | 0 | 0
200125 | 0 | 0
200126 | 0 | 0
200127 | 29 | 9
200128 | 50 | 12
200129 | 35 | -5
200130 | 0 | 0
200131 | 0 | 0
200132 | 8 | 3
200133 | 23 | 11
200134 | 23 | 6
200135 | 18 | 2
200136 | 0 | 0
200137 | 0 | 0
200138 | 0 | 0
200139 | 400 | 65
200140 | 2500 | 0
200141 | 0 | 0
200142 | 0 | 0
200143 | 0 | 0
200144 | 0 | 0
200145 | 0 | 0
200146 | 0 | 0
200147 | 6 | 4
200148 | 27 | 6
200149 | 0 | 0
200150 | 0 | 0
200151 | 0 | 0
200152 | 0 | 0
200153 | 23 | 2
200154 | 0 | 0
200155 | 0 | 0
200156 | 0 | 0
200157 | 43 | -28
200158 | 104 | 2
200159 | 17 | 3
200160 | 4 | 2
200161 | 2500 | 200
200162 | 200 | 18
200163 | 4 | 2
200164 | 22 | -13
200165 | 0 | 0
200166 | 22 | 2
200167 | 124 | 31
200168 | 2230 | 55
200169 | 9 | 1
200170 | 0 | 0
200171 | 10 | 1
200172 | 8 | 1
200173 | 20 | -8
200174 | 60 | -8
200175 | 0 | 0
200176 | 3 | 2
200177 | 0 | 0
200178 | 500 | 200
200179 | 350 | 80
200180 | 0 | 0
200181 | 0 | 0
200182 | 174 | 21
200183 | 7 | 1
200184 | 220 | 42
200185 | 0 | 0
200186 | 67 | 4
200187 | 0 | 0
200188 | 12500 | 5200
200189 | 0 | 0
200190 | 175 | 70
200191 | 0 | 0
200192 | 135 | -40
200193 | 200 | 100
200194 | 1 | 1
200195 | 150 | 80
200196 | 475 | 70
200197 | 213 | 56
200198 | 1 | 1
200199 | 1200 | 500
200200 | 140 | 0
200201 | 0 | 0
200202 | 0 | 0
200203 | 146 | -25
200204 | 79 | 30
200205 | 810 | 400
200206 | 0 | 0
200207 | 0 | 0
200208 | 0 | 0
200209 | 0 | 0

## res_shunt
| p_mw | q_mvar | vm_pu
600001 | 0 | 89.2978 | 0.96602
600002 | 0 | 124.5255 | 0.87235
600003 | 0 | 273.4774 | 0.91361
600004 | 0 | 551.2179 | 1.03
600005 | 0 | 176.5628 | 1.018
600006 | 0 | 172.5858 | 1.014
600007 | 0 | 388.5303 | 0.8944
600008 | 0 | 467.905 | 0.84948
600009 | 0 | 157.8571 | 0.97969
600010 | 0 | 176.7071 | 1.02
600011 | 0 | 156.1956 | 0.96229
600012 | 0 | 151.0526 | 0.95812
600013 | 0 | 0 | 0
600014 | 0 | 67.2856 | 0.91947
600015 | 0 | 158.4296 | 0.98512
600016 | 0 | 173.9514 | 1.016
600017 | 0 | 296.5993 | 0.94643
600018 | 0 | 167.5708 | 0.99346
600019 | 0 | 171.402 | 1.01
600020 | 0 | 481.5632 | 0.95703
600021 | 0 | 936.9341 | 0.95181
600022 | 0 | 335.8959 | 1.0046
600023 | 0 | 298.3232 | 0.95153
600024 | 0 | 134.9026 | 0.87814
600025 | 0 | 23.4023 | 1.0909
600026 | 0 | 0 | 1.038
600027 | 0 | 396.3307 | 0.88255
600028 | 0 | 0 | 1.0867
600029 | 0 | 0 | 1.0284
600030 | 0 | 160.1633 | 0.96979
600031 | 0 | 387.2922 | 0.87605
600032 | 0 | 156.9066 | 0.95628
600033 | 0 | 153.4705 | 0.94584
600034 | 0 | 152.8323 | 0.94305
600035 | 0 | 170.908 | 0.99612
600036 | 0 | 19.0207 | 0.99703
600037 | 0 | 41.9267 | 0.9872
600038 | 0 | 339.7572 | 1.01
600039 | 0 | 276.0483 | 0.90125
600040 | 0 | 40.0918 | 0.97037
600041 | 0 | 193.9345 | 1.044
600042 | 0 | 169.8786 | 1.01
600043 | 0 | 282.1121 | 0.918
600044 | 0 | 0 | 0
600045 | 0 | 114.9791 | 0.84546
600046 | 0 | 664.946 | 1.01
600047 | 0 | 0 | 0
600048 | 0 | 138.7374 | 0.89156
600049 | 0 | 180.2335 | 1.03
600050 | 0 | 163.2879 | 0.99441
600051 | 0 | 0 | 1.03
600052 | 0 | 250.5069 | 0.85315
600053 | 0 | 256.1908 | 0.87518
600054 | 0 | 127.2221 | 1.04
600055 | 0 | 0 | 0

## res_gen
| p_mw | q_mvar | va_degree | vm_pu
300001 | 0 | 0 | 0 | 0
300002 | 0 | 0 | 0 | 0
300003 | 602 | 249.1954 | 73.3051 | 1.0591
300004 | 353 | 575.4255 | 72.4226 | 1.05
300005 | 0 | 0 | 0 | 0
300006 | 0 | 0 | 0 | 0
300007 | 3760 | 1204.0352 | 51.8651 | 1.03
300008 | 474 | 436.4177 | 40.2277 | 1.014
300009 | 748 | 4.6867 | 42.1279 | 1.01
300010 | 2850 | 255.984 | 59.1086 | 1.02
300013 | 2857 | 686.7201 | 85.5512 | 1.016
300014 | 500 | 489.686 | 31.5061 | 1.008
300015 | 94 | 940.9752 | 41.5443 | 1.0409
300016 | 411.5013 | 1220.0303 | 38.8993 | 1.01
300017 | 587 | -131.4241 | 84.6595 | 1
300018 | 916 | -1819.4019 | 87.8621 | 0.965
300019 | 925 | 3087.6018 | 85.0313 | 1.0727
300020 | 12 | 180.5618 | 79.499 | 1.0455
300021 | 501 | 117.6038 | 86.9266 | 1
300022 | 1784 | 1180.3962 | 85.4236 | 1.0101
300023 | 921 | 416.3545 | 88.363 | 1.0204
300024 | 152 | 92.1353 | 79.9018 | 1.029
300025 | 508 | 147.1412 | 72.7359 | 1.0545
300026 | 131 | 138.0688 | 53.0136 | 1.0909
300027 | 0 | 0 | 0 | 0
300028 | 200 | 509.4281 | 56.0513 | 1.0682
300029 | 120 | 175.2465 | 54.8357 | 1.1
300030 | 169 | 899.472 | 41.0317 | 1.0591
300031 | 1 | -1993.7228 | 41.7168 | 1
300032 | 89 | 2307.0906 | 40.6069 | 1.0891
300033 | 0 | 0 | 0 | 0
300034 | 0 | 0 | 0 | 0
300035 | 483 | 414.6841 | 39.9271 | 1.0909
300036 | 40 | -80.792 | 38.2552 | 1
300037 | 270 | 397.7668 | 27.4704 | 1.0455
300038 | 370 | 423.8542 | 41.7995 | 1.0636
300039 | 0 | 0 | 0 | 0
300040 | 0 | 0 | 0 | 0
300041 | 52 | 38.6629 | 39.276 | 1
300042 | 2864 | 83.4962 | 45.567 | 1.02
300043 | 123 | -245.8074 | 45.6851 | 0.98636
300044 | 0 | 0 | 0 | 0
300045 | 2523 | 692.8029 | 85.7846 | 1.01
300046 | 295 | 140.0187 | 67.1715 | 1.0727
300047 | 172 | 305.7368 | 65.054 | 1.0227
300048 | 108 | 147.7197 | 61.9225 | 1.0682
300049 | 2360 | 592.144 | 41.7654 | 1.044
300050 | 500 | 1210.6634 | 54.1045 | 1.01
300051 | 0 | 0 | 0 | 0
300052 | 0 | 0 | 0 | 0
300053 | 0 | 0 | 0 | 0
300054 | 57 | 480.3548 | 40.4746 | 1.0773
300055 | 146 | 112.001 | 46.569 | 1.1136
300056 | 12865 | 5873.8584 | 85.8256 | 1.01
300057 | 0 | 0 | 0 | 0
300058 | 850 | 702.2987 | 54.3872 | 1.03
300059 | 6 | 112.9096 | 73.8986 | 1.0591
300060 | 250 | 796.0382 | 42.2438 | 1.03
300061 | 1454 | 771.7268 | 29.3706 | 1.04
300062 | 129 | 1183.7928 | 66.128 | 1.0591
300063 | 0 | 0 | 0 | 0
300064 | 0 | 0 | 0 | 0
300065 | 15 | 199.0247 | 41.2015 | 1.0227
300066 | 0 | 0 | 0 | 0
300067 | 50 | 137.6269 | 76.0501 | 1.0364
300068 | 845 | 812.1281 | 75.8475 | 1.0409
300069 | 0 | 0 | 0 | 0
300070 | 0 | 0 | 0 | 0
300071 | 0 | 0 | 0 | 0
300072 | 0 | 829.2386 | 81.4261 | 1.016
300073 | 0 | 0 | 0 | 0
300074 | 0 | 0 | 0 | 0
300075 | 0 | 0 | 0 | 0
300076 | 0 | 0 | 0 | 0

## dtypes
| element | column | dtype
0 | bus | name | object
1 | bus | vn_kv | float64
2 | bus | type | object
3 | bus | zone | object
4 | bus | in_service | bool
5 | load | name | object
6 | load | bus | uint32
7 | load | p_mw | float64
8 | load | q_mvar | float64
9 | load | const_z_percent | float64
10 | load | const_i_percent | float64
11 | load | sn_mva | float64
12 | load | scaling | float64
13 | load | in_service | bool
14 | load | type | object
15 | gen | name | object
16 | gen | bus | uint32
17 | gen | p_mw | float64
18 | gen | vm_pu | float64
19 | gen | sn_mva | float64
20 | gen | min_q_mvar | float64
21 | gen | max_q_mvar | float64
22 | gen | scaling | float64
23 | gen | slack | bool
24 | gen | in_service | bool
25 | gen | slack_weight | float64
26 | gen | type | object
27 | gen | power_station_trafo | float64
28 | shunt | bus | uint32
29 | shunt | name | object
30 | shunt | q_mvar | float64
31 | shunt | p_mw | float64
32 | shunt | vn_kv | float64
33 | shunt | step | uint32
34 | shunt | max_step | uint32
35 | shunt | in_service | bool
36 | ext_grid | name | object
37 | ext_grid | bus | uint32
38 | ext_grid | vm_pu | float64
39 | ext_grid | va_degree | float64
40 | ext_grid | slack_weight | float64
41 | ext_grid | in_service | bool
42 | line | name | object
43 | line | std_type | object
44 | line | from_bus | uint32
45 | line | to_bus | uint32
46 | line | length_km | float64
47 | line | r_ohm_per_km | float64
48 | line | x_ohm_per_km | float64
49 | line | c_nf_per_km | float64
50 | line | g_us_per_km | float64
51 | line | max_i_ka | float64
52 | line | df | float64
53 | line | parallel | uint32
54 | line | type | object
55 | line | in_service | bool
56 | trafo | name | object
57 | trafo | std_type | object
58 | trafo | hv_bus | uint32
59 | trafo | lv_bus | uint32
60 | trafo | sn_mva | float64
61 | trafo | vn_hv_kv | float64
62 | trafo | vn_lv_kv | float64
63 | trafo | vk_percent | float64
64 | trafo | vkr_percent | float64
65 | trafo | pfe_kw | float64
66 | trafo | i0_percent | float64
67 | trafo | shift_degree | float64
68 | trafo | tap_side | object
69 | trafo | tap_neutral | float64
70 | trafo | tap_min | float64
71 | trafo | tap_max | float64
72 | trafo | tap_step_percent | float64
73 | trafo | tap_step_degree | float64
74 | trafo | tap_pos | float64
75 | trafo | tap_phase_shifter | bool
76 | trafo | parallel | uint32
77 | trafo | df | float64
78 | trafo | in_service | bool
79 | trafo | pt_percent | float64
80 | trafo | oltc | object
81 | measurement | name | object
82 | measurement | measurement_type | object
83 | measurement | element_type | object
84 | measurement | element | int64
85 | measurement | value | float64
86 | measurement | std_dev | float64
87 | measurement | side | float64
88 | measurement | check_existing | bool
89 | res_bus | vm_pu | float64
90 | res_bus | va_degree | float64
91 | res_bus | p_mw | float64
92 | res_bus | q_mvar | float64
93 | res_line | p_from_mw | float64
94 | res_line | q_from_mvar | float64
95 | res_line | p_to_mw | float64
96 | res_line | q_to_mvar | float64
97 | res_line | pl_mw | float64
98 | res_line | ql_mvar | float64
99 | res_line | i_from_ka | float64
100 | res_line | i_to_ka | float64
101 | res_line | i_ka | float64
102 | res_line | vm_from_pu | float64
103 | res_line | va_from_degree | float64
104 | res_line | vm_to_pu | float64
105 | res_line | va_to_degree | float64
106 | res_line | loading_percent | float64
107 | res_trafo | p_hv_mw | float64
108 | res_trafo | q_hv_mvar | float64
109 | res_trafo | p_lv_mw | float64
110 | res_trafo | q_lv_mvar | float64
111 | res_trafo | pl_mw | float64
112 | res_trafo | ql_mvar | float64
113 | res_trafo | i_hv_ka | float64
114 | res_trafo | i_lv_ka | float64
115 | res_trafo | vm_hv_pu | float64
116 | res_trafo | va_hv_degree | float64
117 | res_trafo | vm_lv_pu | float64
118 | res_trafo | va_lv_degree | float64
119 | res_trafo | loading_percent | float64
120 | res_ext_grid | p_mw | float64
121 | res_ext_grid | q_mvar | float64
122 | res_load | p_mw | float64
123 | res_load | q_mvar | float64
124 | res_shunt | p_mw | float64
125 | res_shunt | q_mvar | float64
126 | res_shunt | vm_pu | float64
127 | res_gen | p_mw | float64
128 | res_gen | q_mvar | float64
129 | res_gen | va_degree | float64
130 | res_gen | vm_pu | float64